## Substation
mRID | Name | Type | Area | Short Code | Description | Voltages | Longitude | Latitude | GSP | BSP | Primary | Load Total Capacity | Load Connected Capacity | Load Contracted Capacity | Load Quoted Capacity | Load Available Capacity | Load Maximum | Load Minimum | Load 99 Percentile | Load 75 Percentile | Load 50 Percentile | Load 25 Percentile | Load Constraint | Load Constraint Limiting Factor | Generation Total Capacity | Generation Connected Capacity | Generation Contracted Capacity | Generation Quoted Capacity | Generation Available Capacity | Generation Constraint | Generation Constraint Limiting Factor | Breaker Rated Current | Breaker Breaking Capacity | Breaker Making Capacity | Breaker Available Capacity | Breaker Short Circuit Current | Breaker Short Circuit Duration | Reverse Power Flow Total Capacity | Reverse Power Flow Available Capacity | Embedded Capacity Register
cf01f76f2a0961a60163022826c49b7598cb5bbe | AMERSHAM | GSP | Southern England | AMER |  | 400.0,132.0 | -0.65513 | 51.6643 |  |  |  |  | 0 | 40 | 0 |  | 99.4 | 27.6 |  |  |  |  | Amber |  | 0 |  | 0 | 50.7 |  | Green
14aac40f9ae7053d6dfb2a57d61da074f491df8a | AXMINSTER | GSP | Southern England | AXMI |  | 400.0,132.0 | -2.9216 | 50.7869 |  |  |  |  | 0 | 0 | 1.5 |  | 120 | 24.5 |  |  |  |  | Amber |  | 0 |  | 100 | 22.94 |  | Red
e2f0432ab2c8bcf79844882f7c3a28299f60031b | Abernethy | GSP | North Scotland | ABER |  | 132.0,33.0 | -3.2941 | 56.3398 |  |  |  | 60 | 0 | 0 | 0 |  | 38.1 | 11.5 |  |  |  |  | Amber |  | 32.045 |  | 103.195 | 20.05 |  | Red
66e6e25ee79ede10b83d4459496c291d1aacd64c | Alness | GSP | North Scotland | ALNE |  | 132.0,33.0 | -4.2745 | 57.7082 |  |  |  | 120 | 0 | 0 | 0 |  | 35.1 | 7.5 |  |  |  |  | Amber |  | 95.1 |  | 95.1 | 36 |  | Red
d61937ef24b79d03a84eee74904615b0d04216c1 | Arbroath | GSP | North Scotland | ARBR |  | 132.0,33.0 | -2.6195 | 56.5638 |  |  |  | 45 | 0 | 0 | 0 |  | 30.9 | 9.3 |  |  |  |  | Amber |  | 10.659 |  | 10.734 | 9.9 |  | Red
a85917994498fd297ae9aa3123d0fc11cb586dd9 | Ardmore | GSP | North Scotland | ARDM |  | 132.0,33.0 | -6.6453 | 57.5545 |  |  |  | 45 | 0 | 0 | 0 |  | 33.9 | 9.1 |  |  |  |  | Amber |  | 23.43 |  | 23.43 | 0 |  | Amber
ddfa51221b536a228583db993e7f14e989afb0ea | BOTLEY WOOD GSP | GSP | Southern England | BOTL |  | 400.0,132.0 | -1.2326 | 50.8848 |  |  |  | 315 | 0 | 54.9 | 0 |  | 169 | 45.3 |  |  |  |  | Amber |  | 0 |  | 0 | 0.65 |  | Amber
9cb274cbeb8468d3681c009dd8d9a9f2eb782d08 | BRAMLEY (ANDO-THAT) | GSP | Southern England | BRAM |  | 400.0,132.0 | -1.0765 | 51.3375 |  |  |  | 274 | 0 | 17.5 | 0 |  | 223.2 | 73.6 |  |  |  |  | Amber |  | 0 |  | 76.84 | 0 |  | Green
f381f8af722ae14a015f61461b5cd5a87477d3d9 | BRAMLEY (BASI) | GSP | Southern England | BRAM |  | 400.0,132.0 | -1.0765 | 51.3375 |  |  |  | 255 | 14.7 | 69.7 | 0 |  | 202 | 67 |  |  |  |  | Amber |  | 0 |  | 99.9 | 0.34 |  | Green
0d92575df7dee7f387aaf29888f9f79882934a2f | Beauly | GSP | North Scotland | BEAU |  | 132.0,33.0 | -4.491 | 57.4684 |  |  |  | 45 | 0 | 0 | 0 |  | 31.4 | 7.4 |  |  |  |  | Amber |  | 4.16 |  | 54.06 | 0 |  | Amber
2ce0d08bfacd175d5968a33eb93e6c1bafdb4122 | Boat of Garten | GSP | North Scotland | BOAT |  | 132.0,33.0 | -3.7319 | 57.2536 |  |  |  | 60 | 0 | 0 | 0 |  | 27.9 | 8.2 |  |  |  |  | Amber |  | 9.854 |  | 10.754 | 89.9 |  | Amber
f7b0a4f9a317a584734ca0cc2d602a507bc30c59 | Braco | GSP | North Scotland | BRAC |  | 132.0,33.0 | -3.947 | 56.2622 |  |  |  | 120 | 0 | 0 | 0 |  | 42.4 | 16.3 |  |  |  |  | Amber |  | 77.754 |  | 232.746 | 0 |  | Red
f528829800b018cbd6bdea9b30fabf8639606a5d | Bridge of Dun | GSP | North Scotland | BRID |  | 132.0,33.0 | -2.5568 | 56.7204 |  |  |  | 60 | 0 | 0 | 0 |  | 26.5 | 8 |  |  |  |  | Amber |  | 19.7 |  | 19.7 | 0 |  | Amber
d676a58f60ecdad29c0c757d24825b124b3a80cd | Broadford | GSP | North Scotland | BROA |  | 132.0,33.0 | -5.9361 | 57.2482 |  |  |  | 30 | 10 | 11.6 | 0 |  | 12.2 | 3.5 |  |  |  |  | Amber |  | 0.05 |  | 0.05 | 0 |  | Amber
53e777a070c447d2833002ed0e02b9a4ab2cc3a8 | Brora | GSP | North Scotland | BROR |  | 132.0,33.0 | -3.8749 | 58.0199 |  |  |  | 45 | 0 | 0 | 0 |  | 8.8 | 2.9 |  |  |  |  | Amber |  | 0.6 |  | 0.6 | 0 |  | Amber
b529dbb63fa095be0cd99b6de228934d5f685c33 | Burghmuir | GSP | North Scotland | BURG |  | 132.0,33.0 | -3.4879 | 56.3966 |  |  |  | 60 | 0 | 0 | 0 |  | 45 | 13.3 |  |  |  |  | Amber |  | 0 |  | 30.142 | 0 |  | Amber
4763b3df28208d96b48e6a50438439398065d4b2 | CHICKERELL GSP | GSP | Southern England | CHIC |  | 400.0,132.0 | -2.4887 | 50.6231 |  |  |  | 290 | 0 | 13.5 | 0 |  | 93.7 | 24.3 |  |  |  |  | Amber |  | 0 |  | 0 | 0.07 |  | Red
4293c7249942d7c91a951b9bbc5d0519ec8ea18d | COWLEY | GSP | Southern England | COWL |  | 400.0,132.0 | -1.189 | 51.7236 |  |  |  | 864 | 19.962 | 123.562 | 15 |  | 725 | 221.5 |  |  |  |  | Amber |  | 102.224 |  | 302.205 | 6.065 |  | Green
795c47610547c97b88e47e7246302adf2aa8c816 | Carradale | GSP | North Scotland | CARR |  | 132.0,33.0 | -5.5027 | 55.5902 |  |  |  | 150 | 0 | 0 | 0 |  | 23.7 | 5.1 |  |  |  |  | Amber |  | 116.895 |  | 275.495 | 0 |  | Amber
1bacb80d6f2df02298c49b90aebc16c7cbfffc12 | Cassley | GSP | North Scotland | CASS |  | 132.0,33.0 | -4.7293 | 58.1876 |  |  |  | 30 | 0 | 0 | 0 |  | 1.9 | 0.4 |  |  |  |  | Amber |  | 36.735 |  | 36.935 | 0 |  | Amber
f8405f231c8e06168369df679632f44f6f79e3e0 | Ceannacroc | GSP | North Scotland | CEAN |  | 132.0,11.0 | -4.9371 | 57.154 |  |  |  | 30 | 4 | 4 | 0 |  | 3.6 | 0.6 |  |  |  |  | Amber |  | 5.198 |  | 5.198 | 0 |  | Amber
44b381ce5ec25bf79e3ea2dc597bafc84290ca66 | Charleston | GSP | North Scotland | CHAR |  | 132.0,33.0 | -3.0452 | 56.4746 |  |  |  | 90 | 0 | 0 | 0 |  | 23.8 | 7.3 |  |  |  |  | Amber |  | 0.158 |  | 50.058 | 49.9 |  | Green
8e9b33f5d3cfd7ff86a538bc48e401123b1a0dc3 | Clachan | GSP | North Scotland | CLAC |  | 132.0,11.0 | -4.9216 | 56.2775 |  |  |  | 60 | 0 | 0 | 0 |  | 5.9 | 2.1 |  |  |  |  | Amber |  | 48.995 |  | 49.235 | 0 |  | Amber
f78542e7055964b9a30bf7e190aee60e2aeebbe0 | Clayhills | GSP | North Scotland | CLAY |  | 132.0,33.0 | -2.0986 | 57.1401 |  |  |  | 60 | 0 | 0 | 0 |  | 32.7 | 9.2 |  |  |  |  | Amber |  | 0.15 |  | 0.15 | 0 |  | Green
a346eb1587c8809d90ff64df89685814df5d69ee | Coupar Angus | GSP | North Scotland | COUP |  | 132.0,33.0 | -3.2734 | 56.5385 |  |  |  | 120 | 0 | 0 | 0 |  | 25 | 6.4 |  |  |  |  | Amber |  | 48.95 |  | 98.85 | 99.9 |  | Amber
fe95aa6aeda454bce1af893319278c3b1a5abfb5 | Craigiebuckler | GSP | North Scotland | CRAI |  | 132.0,33.0 | -2.1539 | 57.1311 |  |  |  | 30 | 0 | 0 | 0 |  | 23.4 | 6.7 |  |  |  |  | Amber |  | 0.8 |  | 1 | 35 |  | Green
08edb0d63462711b7b4275e5d4f1fce2cd647b17 | Dounreay | GSP | North Scotland | DOUN |  | 33.0,11.0 | -3.7537 | 58.5761 |  |  |  | 90 | 0 | 0 | 0 |  | 8 | 3.7 |  |  |  |  | Amber |  | 65.4 |  | 159.55 | 48 |  | Amber
c6462a4fc4ff3e9adcaddef2ed216de0805aeb9e | Dudhope | GSP | North Scotland | DUDH |  | 132.0,33.0 | -2.9783 | 56.4632 |  |  |  | 60 | 0 | 0 | 0 |  | 44.7 | 11.1 |  |  |  |  | Amber |  | 0 |  | 0 | 0 |  | Green
30f1005714803c51651ad797b1621bfccf3293c4 | Dunoon | GSP | North Scotland | DUNO |  | 132.0,33.0 | -4.9479 | 55.9757 |  |  |  | 45 | 0 | 0 | 0 |  | 23.2 | 6 |  |  |  |  | Amber |  | 38.933 |  | 39.553 | 44 |  | Amber
beea920440bc22f58e347a993b712c037758f6db | Dunvegan | GSP | North Scotland | DUNV |  | 132.0,33.0 | -6.5405 | 57.4332 |  |  |  | 60 | 0 | 0 | 0 |  | 8.6 | 3.5 |  |  |  |  | Amber |  | 30.74 |  | 131.84 | 0 |  | Amber
3186f3c949551685830d999655f2e0ec1803f80d | Dyce | GSP | North Scotland | DYCE |  | 132.0,33.0 | -2.19 | 57.2157 |  |  |  | 60 | 0 | 0 | 0 |  | 43.5 | 8.1 |  |  |  |  | Amber |  | 22.343 |  | 72.965 | 0 |  | Amber
d43341b83ccd8d193e141ec31527c91ed75b8497 | EALING | GSP | Southern England | EALI |  | 275.0,66.0 | -0.29598 | 51.5018 |  |  |  | 300 | 0 | 9.5 | 0 |  | 280.4 | 104.3 |  |  |  |  | Amber |  | 0 |  | 0 | 0.15 |  | Green
58d4cef3f574c4be7cb576865746c05a39008b2f | EAST CLAYDON | GSP | Southern England | EAST |  | 400.0,132.0 | -0.9092 | 51.9267 |  |  |  |  | 0 | 65 | 50 |  | 535.3 | 120 |  |  |  |  | Amber |  | 0 |  | 40 | 0 |  | Amber
58aa8273ceededb75f94144c91fac3795ad6196b | Elgin | GSP | North Scotland | ELGI |  | 132.0,33.0 | -3.3216 | 57.6649 |  |  |  | 90 | 0 | 0 | 0 |  | 47.7 | 12.8 |  |  |  |  | Amber |  | 2.473 |  | 30.673 | 0.199 |  | Amber
ea250dcc0699220b8dd1d2be942dd1ec4efb3df7 | FAWLEY | GSP | Southern England | FAWL |  | 400.0,132.0 | -1.3307 | 50.8207 |  |  |  | 480 | 11.624 | 60.001 | 0 |  | 344.7 | 134.6 |  |  |  |  | Amber |  | 651.565 |  | 699.565 | 0 |  | Red
3983c1acaa59e54197f02e77f33a609566fcd391 | FLEET BRAMLEY | GSP | Southern England | FLEE |  | 400.0,132.0 | -0.88138 | 51.25 |  |  |  | 2016 | 0 | 71.6 | 164 |  | 1379 | 578 |  |  |  |  | Amber |  | 0 |  | 249.7 | 73.31 |  | Amber
9f6411a63d84406238d2175964516c4ec563cfe2 | Fasnakyle | GSP | North Scotland | FASN |  | 275.0,33.0 | -4.7931 | 57.3295 |  |  |  | 120 | 0 | 0 | 0 |  | 0.63 | 0.06 |  |  |  |  | Amber |  | 97.325 |  | 97.375 | 0 |  | Amber
6617d65cf754641815956e50feb364234a721cb0 | Fiddes | GSP | North Scotland | FIDD |  | 132.0,33.0 | -2.302 | 56.9246 |  |  |  | 90 | 0 | 0 | 0 |  | 19.8 | 3.9 |  |  |  |  | Amber |  | 60.475 |  | 90.525 | 0 |  | Amber
eb19f789f0c69280f5a8bc667791425f2a657c13 | Fort Augustus | GSP | North Scotland | FORT |  | 132.0,33.0 | -4.7175 | 57.1365 |  |  |  | 45 | 0 | 0 | 0 |  | 5 | 1.5 |  |  |  |  | Amber |  | 16.853 |  | 67.303 | 0 |  | Amber
b53c1289f1733d4abba34773e9cf49660389291a | Fort William | GSP | North Scotland | FORT |  | 132.0,33.0 | -5.0783 | 56.8209 |  |  |  | 120 | 1.9 | 1.9 | 0 |  | 65.7 | 5.6 |  |  |  |  | Amber |  | 61.329 |  | 113.329 | 99.8 |  | Amber
72cdf92053b874ab0a822e5bc59179a7b2cd7811 | Fraserburgh | GSP | North Scotland | FRAS |  | 132.0,33.0 | -2.0241 | 57.6862 |  |  |  | 45 | 0 | 0 | 0 |  | 19.4 | 6 |  |  |  |  | Amber |  | 0 |  | 0 | 0.15 |  | Amber
482c92f12489146242f1365a9a6081bd7c96e55a | Glenagnes | GSP | North Scotland | GLEN |  | 132.0,33.0 | -2.9967 | 56.4618 |  |  |  | 60 | 0 | 0 | 0 |  | 9 | 1.9 |  |  |  |  | Amber |  | 0 |  | 0 | 0 |  | Green
905a001bfd7d3eaaffe59027d40f6391fcc1d29c | Grudie Bridge | GSP | North Scotland | GRUD |  | 132.0,33.0 | -4.8313 | 57.6194 |  |  |  | 90 | 0 | 0 | 0 |  | 9.9 | 1.2 |  |  |  |  | Amber |  | 49.818 |  | 52.868 | 0 |  | Amber
037c5d14607d4dc1756d8e5c3bd3afd9af01d04a | IVER 132KV | GSP | Southern England | IVER |  | 400.0,132.0 | -0.49703 | 51.5412 |  |  |  | 720 | 0 | 351.837 | 0 |  | 632.7 | 356 |  |  |  |  | Amber |  | 0 |  | 0 | 0 |  | Green
6a9649a99c7a4caaeb85ef52648ef0646c1affe8 | IVER 66KV | GSP | Southern England | IVER |  | 275.0,66.0 | -0.49703 | 51.5412 |  |  |  | 299 | 0 | 30 | 0 |  | 240.1 | 83.5 |  |  |  |  | Amber |  | 0 |  | 0 | 0 |  | Green
63e3c63bcde789368a98fb1c3decab2eac7bf030 | Inverness | GSP | North Scotland | INVE |  | 132.0,33.0 | -4.2467 | 57.4538 |  |  |  | 90 | 0 | 0 | 0 |  | 63.2 | 20.7 |  |  |  |  | Amber |  | 6.73 |  | 7.343 | 0 |  | Green
af972b0e2814d6470144a26c4dcf5a4e1408a01b | Keith | GSP | North Scotland | KEIT |  | 132.0,33.0 | -2.9385 | 57.5408 |  |  |  | 90 | 2.7 | 2.7 | 0 |  | 50.5 | 13.3 |  |  |  |  | Amber |  | 81.255 |  | 265.462 | 86.265 |  | Amber
b43f9653d913f797255cb690ca2adc8073f8fee7 | Killin | GSP | North Scotland | KILL |  | 132.0,33.0 | -4.3295 | 56.4771 |  |  |  | 45 | 0 | 0 | 0 |  | 4 | 0.24 |  |  |  |  | Amber |  | 38.86 |  | 41.77 | 0 |  | Amber
7e174fb0113670813126c30a0b33db6bff3617c5 | Kinlochleven | GSP | North Scotland | KINL |  | 132.0,33.0 | -4.9543 | 56.7146 |  |  |  | 45 | 0 | 0 | 0 |  | 3.4 | 1.2 |  |  |  |  | Amber |  | 35.499 |  | 35.499 | 0 |  | Amber
65cfd6d03b15904c41925e16dee595017f9ebe1c | Kintore | GSP | North Scotland | KINT |  | 132.0,33.0 | -2.3815 | 57.2186 |  |  |  | 120 | 0 | 0 | 0 |  | 67.2 | 15.6 |  |  |  |  | Amber |  | 43.495 |  | 184.795 | 99.91 |  | Green
04142459582b703c042fd40a45ff445ae5ddf688 | LALEHAM | GSP | Southern England | LALE |  | 275.0,132.0 | -0.46926 | 51.4246 |  |  |  |  | 0 | 147.9 | 0 |  | 357.3 | 139.3 |  |  |  |  | Amber |  | 0 |  | 0 | 0 |  | Green
071b3cf67da5667b45dfe86e9468f26923e9fdd9 | LOVEDEAN | GSP | Southern England | LOVE |  | 400.0,132.0 | -1.0402 | 50.9171 |  |  |  | 876 | 63.375 | 182.214 | 0 |  | 651.37 | 222 |  |  |  |  | Amber |  | 0 |  | 0 | 13.53 |  | Amber
9ee33f6d9832d527d4fbb6c854b96aa62f16166b | Lairg | GSP | North Scotland | LAIR |  | 132.0,33.0 | -4.3928 | 58.0306 |  |  |  | 90 | 0 | 0 | 0 |  | 1.9 | 0.5 |  |  |  |  | Amber |  | 49.335 |  | 49.335 | 0 |  | Amber
7756b585d1251c7c5b85f43881763bb4c0bdd07d | Lunanhead | GSP | North Scotland | LUNA |  | 132.0,33.0 | -2.8656 | 56.6542 |  |  |  | 90 | 0 | 0 | 0 |  | 62.2 | 8.4 |  |  |  |  | Amber |  | 2.27 |  | 183.615 | 30 |  | Green
7713f3a014a5c4eaaebba23e789d33c6f2d72f97 | Lyndhurst | GSP | North Scotland | LYND |  | 132.0,33.0 | -3.0174 | 56.4811 |  |  |  | 60 | 0 | 0 | 0 |  | 25 | 6.8 |  |  |  |  | Amber |  | 0.286 |  | 50.186 | 0 |  | Green
800ebc3d066358f1cb76de6bd6025c8e50e5ad0c | MANNINGTON GSP | GSP | Southern England | MANN |  | 400.0,132.0 | -1.8945 | 50.8465 |  |  |  | 960 | 5 | 126.631 | 0 |  | 835.05 | 231 |  |  |  |  | Amber |  | 9.5 |  | 178.39 | 165.16 |  | Amber
d2b7fa8e18a11a36df2cdc1b33866dca944b7a41 | MELKSHAM | GSP | Southern England | MELK |  | 400.0,132.0 | -2.1504 | 51.3919 |  |  |  |  | 2.65 | 328.736 | 9 |  | 642.7 | 126.4 |  |  |  |  | Amber |  | 41.2 |  | 196.3 | 121.51 |  | Amber
0322ec585a3be4dddc5504bb40129ec0edb367a9 | MINETY | GSP | Southern England | MINE |  | 400.0,132.0 | -2.0012 | 51.6075 |  |  |  | 885 | 0 | 268.33 | 0 |  | 725.5 | 107.9 |  |  |  |  | Amber |  | 49.9 |  | 412.58 | 148.22 |  | Red
8a5a4d1f9e4d94dbb62556d091b4228ddd5fc653 | MacDuff | GSP | North Scotland | MACD |  | 132.0,33.0 | -2.4984 | 57.6641 |  |  |  | 90 | 0 | 0 | 0 |  | 21.8 | 3.6 |  |  |  |  | Amber |  | 16.449 |  | 36.449 | 39.6 |  | Amber
586340f648740e03c1c5ca92848764263d8ef676 | Milton of Craigie | GSP | North Scotland | MILT |  | 132.0,33.0 | -2.9247 | 56.4754 |  |  |  | 60 | 0 | 0 | 0 |  | 47.9 | 13.6 |  |  |  |  | Amber |  | 19.058 |  | 41.558 | 25 |  | Red
fa2fecc1eefedfd02b9f26256d8d0ff505abcad6 | Mybster | GSP | North Scotland | MYBS |  | 132.0,33.0 | -3.4244 | 58.4463 |  |  |  | 60 | 0 | 0 | 0 |  | 10.3 | 3 |  |  |  |  | Amber |  | 169.92 |  | 374.11 | 0.06 |  | Amber
ef489cb6506724ed2806f06d62a84ded33480395 | NORTH HYDE | GSP | Southern England | NORT |  | 275.0,66.0 | -0.41141 | 51.4993 |  |  |  | 300 | 0 | 40 | 0 |  | 290.1 | 110 |  |  |  |  | Amber |  | 0 |  | 0 | 0.15 |  | Green
bd571d272ea5f1d010c0a6d9478de0eabe47b09b | NURSLING | GSP | Southern England | NURS |  | 400.0,132.0 | -1.4879 | 50.9409 |  |  |  | 576 | 0.9 | 69.392 | 0 |  | 424 | 122.9 |  |  |  |  | Amber |  | 72.5 |  | 112.5 | 35.27 |  | Amber
bdefe36e6307ca23604ef06b3ba77e328a6d2520 | Nairn | GSP | North Scotland | NAIR |  | 132.0,33.0 | -3.8483 | 57.5767 |  |  |  | 60 | 12.217 | 18.717 | 0 |  | 31.3 | 8.8 |  |  |  |  | Amber |  | 0.8 |  | 50.735 | 49.9 |  | Amber
612be3666d6b135d8960d166316a954c4ca80f5c | Persley | GSP | North Scotland | PERS |  | 132.0,33.0 | -2.1381 | 57.1742 |  |  |  | 90 | 0 | 0 | 0 |  | 43.1 | 9.9 |  |  |  |  | Amber |  | 15.165 |  | 15.165 | 0.11 |  | Green
f55f5b6b3b7c1fef92e72a074fc49f2e81a37f59 | Peterhead Grange | GSP | North Scotland | PETE |  | 132.0,33.0 | -1.8058 | 57.5087 |  |  |  | 45 | 0 | 0 | 0 |  | 24.4 | 8.1 |  |  |  |  | Amber |  | 0 |  | 65 | 35.77 |  | Red
f34ad043247f77d7c16653da8563a80fe54b8f1c | Peterhead Shell | GSP | North Scotland | PETE |  | 132.0,11.0 | -1.8007 | 57.4745 |  |  |  | 15 | 0 | 0 | 0 |  | 8.6 | 2.2 |  |  |  |  | Amber |  | 0 |  | 0 | 0 |  | Green
458e872ace36f214b308798f80aa79896f34f1d3 | Port Ann | GSP | North Scotland | PORT |  | 132.0,33.0 | -5.3567 | 56.0283 |  |  |  | 30 | 0 | 0 | 0 |  | 21.5 | 3.2 |  |  |  |  | Amber |  | 20.65 |  | 119.45 | 0 |  | Amber
50cef66da1758fb93fbff797eed51acb33d85145 | Quoich | GSP | North Scotland | QUOI |  | 132.0,11.0 | -5.1235 | 57.0627 |  |  |  | 30 | 0 | 0 | 0 |  | 0.12 | 0.07 |  |  |  |  | Amber |  | 3.85 |  | 3.85 | 0 |  | Amber
5207e47150fffb6b94462406d584d0578e34bb5b | Rannoch | GSP | North Scotland | RANN |  | 132.0,11.0 | -4.4008 | 56.6932 |  |  |  | 90 | 0 | 0 | 0 |  | 2 | 0.25 |  |  |  |  | Amber |  | 70.989 |  | 70.989 | 0 |  | Amber
f87edbe482ba1e1da763c0db9ccb7bed9c8daf03 | Redmoss | GSP | North Scotland | REDM |  | 132.0,33.0 | -2.0916 | 57.1084 |  |  |  | 60 | 0 | 6 | 0 |  | 45.7 | 11.9 |  |  |  |  | Amber |  | 49.65 |  | 85.883 | 0 |  | Red
b031e43f41ee5b8306d1a66f9ff7a6c5c40bf851 | Shetland | GSP | North Scotland | SHET |  | 33 | -1.3046 | 59.8981 |  |  |  | 30 | 0 | 7.025 | 0 |  | 43.3 | 9.585 |  |  |  |  | Amber |  | 85.225 |  | 100.963 | 8.9 |  | Red
e4923af2a1584783f2720f67e399f84e3a182dec | Shin | GSP | North Scotland | SHIN |  | 132.0,11.0 | -4.4132 | 57.9435 |  |  |  | 90 | 0 | 0 | 0 |  | 2.2 | 0.6 |  |  |  |  | Amber |  | 46.886 |  | 179.886 | 0 |  | Amber
c870fc5c8e104d25e1920d99e33db8c735171989 | Sloy | GSP | North Scotland | SLOY |  | 132.0,11.0 | -4.7304 | 56.2451 |  |  |  | 50 | 0 | 0 | 0 |  | 2.9 | 0.01 |  |  |  |  | Amber |  | 75.397 |  | 75.397 | 0 |  | Red
cebfbc1fed9aba1785c6e6294d8973fa9203c1b0 | St Fillans | GSP | North Scotland | ST F |  | 33.0,11.0 | -4.1236 | 56.3955 |  |  |  | 25 | 0 | 0 | 0 |  | 1.9 | 0.5 |  |  |  |  | Amber |  | 38.03 |  | 38.03 | 0 |  | Red
dc1b59c06a969924e195b2920dfd656cda1db3e7 | Stornoway | GSP | North Scotland | STOR |  | 132.0,33.0 | -6.3737 | 58.2034 |  |  |  | 30 | 0 | 0 | 0 | [7 empty] | Amber |  | 37.98 |  | 110.73 | 0 |  | Amber
2b42797bf2021bc900f19969c41eaa9418a666cf | Strathleven | GSP | North Scotland | STRA |  | 33.0,11.0 | -4.5616 | 55.9609 |  |  |  | 60 | 0 | 0 | 0 | [7 empty] | Amber |  | 28.244 |  | 49.244 | 0 |  | Amber
e6a42288e953d48f6e6e6b0076ee6a19ca494ae3 | Strichen | GSP | North Scotland | STRI |  | 132.0,33.0 | -2.0698 | 57.5861 |  |  |  | 90 | 0 | 0 | 0 |  | 16.6 | 1.1 |  |  |  |  | Amber |  | 27.448 |  | 128.698 | 0 |  | Red
b6e58dfe25a5d8af8473088a0bc41f9d5c27eeda | Tarland | GSP | North Scotland | TARL |  | 132.0,33.0 | -2.7873 | 57.1519 |  |  |  | 30 | 0 | 0 | 0 |  | 20.3 | 4.5 |  |  |  |  | Amber |  | 29.749 |  | 52.149 | 0 |  | Red
e096e41a5865f36671643e0d2998c13e31763fb1 | Taynuilt | GSP | North Scotland | TAYN |  | 132.0,33.0 | -5.2141 | 56.4301 |  |  |  | 90 | 0 | 0 | 0 |  | 33.8 | 6.3 |  |  |  |  | Amber |  | 58.195 |  | 59.405 | 0.13 |  | Amber
6ed34048e436f4cc7a48c016cc04ead579a6537e | Thurso | GSP | North Scotland | THUR |  | 132.0,33.0 | -3.5117 | 58.574 |  |  |  | 120 | 0 | 0 | 0 |  | 41.4 | 7 |  |  |  |  | Amber |  | 83.765 |  | 99.675 | 0.3 |  | Amber
5a0bbd3bae2d5244e6e7a7b3a0c5b626ab15feac | Tummel Bridge | GSP | North Scotland | TUMM |  | 132.0,33.0 | -4.0292 | 56.7072 |  |  |  | 21 | 0 | 0 | 0 |  | 13.8 | 3.9 |  |  |  |  | Amber |  | 40.734 |  | 47.344 | 0 |  | Amber
b303954681904f88c15f5d2cf9e4699c1d21ed09 | WILLESDEN | GSP | Southern England | WILL |  | 275.0,66.0 | -0.25706 | 51.5349 |  |  |  |  | 0 | 30 | 0 |  | 228.1 | 117.9 |  |  |  |  | Amber |  | 0 |  | 0 | 0.11 |  | Green
c374ae7d971e971a00cae378b1fb8f06d0cbe911 | Willowdale | GSP | North Scotland | WILL |  | 132.0,33.0 | -2.0972 | 57.1538 |  |  |  | 60 | 0 | 0 | 0 |  | 36.4 | 10.1 |  |  |  |  | Amber |  | 0 |  | 0 | 0.1 |  | Green
5ffbc74f608ce2c7c48a5fbc6ff8828b556416ee | Woodhill | GSP | North Scotland | WOOD |  | 132.0,33.0 | -2.1462 | 57.1543 |  |  |  | 90 | 0 | 0 | 0 |  | 33.4 | 10.5 |  |  |  |  | Amber |  | 0 |  | 0 | 0 |  | Green
40082bb64cbba511026b15bb38c615cadd464516 | ACTON LANE | BSP | Southern England | ACTO |  | 66.0,22.0 | -0.25921 | 51.5341 | WILLESDEN |  |  | 120 | 0 | 0 | 0 |  | 33.0221 | 8.5 |  |  |  |  | Amber |  | 0 |  | 0 | 0 |  | Red
72c0cce8f96a77334e65e72a73a12c741c5b339e | ALDERSHOT | BSP | Southern England | ALDE |  | 132.0,33.0 | -0.77072 | 51.2317 | FLEET BRAMLEY |  |  | 180 | 0 | 0 | 0 |  | 134.3837 | 28.7 |  |  |  |  | Amber |  | 0 |  | 0 | 0 |  | Green
807b966aa33084210cfcb5a571ecf5fe84a1bd36 | ALTON & FERNHURST | BSP | Southern England | ALTO |  | 132.0,33.0 | -0.96221 | 51.1525 | FLEET BRAMLEY |  |  | 200 | 0 | 0 | 0 |  | 154.9634 | 42.7 |  |  |  |  | Amber |  | 51.22 |  | 81.195 | 0 |  | Red
375014150e8bad6c6e1b469d35094e752e395b46 | AMESBURY | BSP | Southern England | AMES |  | 132.0,33.0 | -1.7747 | 51.1835 | BRAMLEY (ANDO-THAT) |  |  | 90 | 0 | 0 | 0 |  | 56.8664 | 17.1 |  |  |  |  | Amber |  | 13.74 |  | 13.74 | 0 |  | Red
8fd838678e7a80e7af76999ba1519c1debf1915a | ANDOVER | BSP | Southern England | ANDO |  | 132.0,33.0 | -1.4955 | 51.2175 | MELKSHAM |  |  | 90 | 0 | 0 | 0 |  | 86 | 23.2 |  |  |  |  | Amber |  | 67.11 |  | 67.11 | 0 |  | Red
90bffb3ff7362a738ab251bf7c0e0c0d57c7bfcc | ARNEWOOD | BSP | Southern England | ARNE |  | 132.0,33.0 | -1.6313 | 50.7747 | MANNINGTON GSP |  |  | 60 | 0 | 0 | 0 |  | 51.5798 | 13.6 |  |  |  |  | Amber |  | 0 |  | 0 | 0 |  | Red
5f6ab36feb85c7eee4cfbd87a581e9f8c3a2c155 | BASINGSTOKE T1A & T2A | BSP | Southern England | BASI |  | 132.0,32.0 | -1.0677 | 51.2698 | BRAMLEY (BASI) |  |  | 60 | 0 | 0 | 0 |  | 43.1781 | 13.4 |  |  |  |  | Amber |  | 7 |  | 21.2 | 0 |  | Amber
e08e3cbb85b6be4ca02fd8029f65fbd34b1a1095 | BASINGSTOKE T1B & T2B | BSP | Southern England | BASI |  | 132.0,33.0 | -1.0677 | 51.2698 | BRAMLEY (BASI) |  |  | 90 | 0 | 0 | 0 |  | 68.5817 | 16.4 |  |  |  |  | Amber |  | 16 |  | 41 | 0 |  | Amber
2a4b0333f1ff91f143ae96a79ba2a3414cd429d4 | BASINGSTOKE T3 & T4 | BSP | Southern England | BASI |  | 132.0,33.0 | -1.0677 | 51.2698 | BRAMLEY (BASI) |  |  | 90 | 0 | 0 | 0 |  | 40.064 | 12.5 |  |  |  |  | Amber |  | 0 |  | 51.58 | 0 |  | Amber
a64c3ea7cf55fde5f5d7bf291ebe18aa175b201d | BICESTER NORTH | BSP | Southern England | BICE |  | 132.0,33.0 | -1.1333 | 51.9267 | EAST CLAYDON |  |  | 90 | 0 | 0 | 0 |  | 51 | 11.1 |  |  |  |  | Amber |  | 17.659 |  | 61.659 | 0 |  | Red
cc29edb0f217a225f725a016d51cd2e025318539 | BOSTON MANOR | BSP | Southern England | BOST |  | 66.0,11.0 | -0.31563 | 51.4898 | EALING | [7 empty] | 32.726 | 10.2 | [6 empty] | 7.5 |  | 8.5 | 0 |  | Green
34b5066d4e760f24cdac81b9f7d6098adef9215f | BOSTON MANOR Road | BSP | Southern England | BOST |  | 66.0,11.0 | -0.31563 | 51.4898 | EALING |  |  | 38 | 0 | 0 | 0 |  | 35.2372 | 14.7996 |  |  |  |  | Amber
4cf9b5c120ae70f3979afee01c722a1160e4a469 | BOTLEY WOOD | BSP | Southern England | BOTL |  | 132.0,33.0 | -1.2326 | 50.8848 | BOTLEY WOOD GSP |  |  | 90 | 0 | 0 | 0 |  | 46.9882 | 11.4 |  |  |  |  | Amber |  | 20 |  | 83.9 | 0 |  | Green
ccabe4e892caab7be863d0133bd0b4b23007b695 | BOURNEMOUTH | BSP | Southern England | BOUR |  | 132.0,33.0 | -1.9126 | 50.7315 | MANNINGTON GSP |  |  | 150 | 0 | 0 | 0 |  | 142.36 | 39.9 |  |  |  |  | Amber |  | 0 |  | 0 | 0 |  | Amber
377f4a74387507c1cef8b5fe954144c6a6c373d5 | BRACKNELL MAIN | BSP | Southern England | BRAC |  | 132.0,33.0 | -0.76443 | 51.4173 | FLEET BRAMLEY |  |  | 90 | 0 | 0 | 0 |  | 65.4939 | 25.2 |  |  |  |  | Amber |  | 40 |  | 40 | 0 |  | Amber
a2dfe6b14dffa63b4b60e3e274e5d429cca09b8a | BRACKNELL RESERVE | BSP | Southern England | BRAC |  | 132.0,33.0 | -0.76443 | 51.4173 | FLEET BRAMLEY |  |  | 90 | 0 | 0 | 0 |  | 79.3593 | 16.1 |  |  |  |  | Amber |  | 47.5 |  | 47.5 | 0 |  | Amber
5e0652678d03bb326cee1076c86167a9441cf6ea | BRIDGE ROAD | BSP | Southern England | BRID |  | 66.0,11.0 | -0.34894 | 51.469 | EALING |  |  | 76 | 0 | 0 | 0 |  | 49.7071 | 9.7 |  |  |  |  | Amber |  | 0 |  | 0 | 0 |  | Green
09c7adc8d58c51791e4da119bb2c429db527087d | BURGHFIELD MAIN | BSP | Southern England | BURG |  | 132.0,33.0 | -1.0025 | 51.4293 | FLEET BRAMLEY |  |  | 90 | 0 | 0 | 0 |  | 85.3059 | 18.4 |  |  |  |  | Amber |  | 15 |  | 15 | 0 |  | Green
d935a3ce08ade0d684155d45b02f6a8477521922 | BURGHFIELD RESERVE | BSP | Southern England | BURG |  | 132.0,33.0 | -1.0025 | 51.4293 | FLEET BRAMLEY |  |  | 90 | 0 | 0 | 0 |  | 65.9389 | 15.8 |  |  |  |  | Amber |  | 0 |  | 0 | 0 |  | Green
ac8b96d44384e884c79c1dd3ff49c130d320f899 | CAMBERLEY MAIN | BSP | Southern England | CAMB |  | 132.0,33.0 | -0.76443 | 51.4173 | FLEET BRAMLEY |  |  | 90 | 0 | 0 | 0 |  | 85.2486 | 21.6 |  |  |  |  | Amber |  | 0 |  | 0 | 0 |  | Green
eb7df15d95ac00e8053f0acace49cbfb863ba3a7 | CAMBERLEY RESERVE | BSP | Southern England | CAMB |  | 132.0,33.0 | -0.75946 | 51.3279 | FLEET BRAMLEY |  |  | 90 | 0 | 0 | 0 |  | 74.1432 | 17.4 |  |  |  |  | Amber |  | 0 |  | 0 | 0 |  | Green
ccc0f8b16174b3272c834d1b755d9bf7ea73e386 | CHALVEY | BSP | Southern England | CHAL |  | 132.0,33.0 | -0.60724 | 51.5045 | IVER 132KV |  |  | 90 | 0 | 0 | 0 |  | 83.7 | 30.1 |  |  |  |  | Amber |  | 0 |  | 49.5 | 0 |  | Green
a830a8646ef77e19a65308bcdd29b8e96421fb0e | CHICHESTER & HUNSTON | BSP | Southern England | CHIC |  | 132.0,33.0 | -0.68956 | 50.8583 | LOVEDEAN |  |  | 270 | 0 | 0 | 0 |  | 183.5 | 38.9 |  |  |  |  | Amber |  | 94.785 |  | 109.785 | 0 |  | Red
b1a3a063eff48181dc7c9589e5ed6a854b777277 | CHICKERELL | BSP | Southern England | CHIC |  | 132.0,33.0 | -2.4887 | 50.6231 | CHICKERELL GSP |  |  | 90 | 0 | 0 | 0 |  | 93.6 | 24.3 |  |  |  |  | Amber |  | 58.624 |  | 88.824 | 0 |  | Red
4f99248f7bba598a4e8adea7f55a566499963768 | CHIPPENHAM | BSP | Southern England | CHIP |  | 132.0,33.0 | -2.1071 | 51.4674 | MELKSHAM |  |  | 180 | 0 | 0 | 0 |  | 94.7 | 25.6 |  |  |  |  | Amber |  | 76.1 |  | 200.21 | 0 |  | Red
558c0c63e301d40e9c8e2d126f1d1574f5e3e769 | CHRISTCHURCH | BSP | Southern England | CHRI |  | 132.0,33.0 | -1.7795 | 50.7376 | MANNINGTON GSP |  |  | 90 | 0 | 0 | 0 |  | 56.4 | 13.3 |  |  |  |  | Amber |  | 25.5 |  | 25.5 | 0 |  | Amber
be03f38e9ecbb23c865dd4511adbb82d1b62db63 | CIPPENHAM | BSP | Southern England | CIPP |  | 132.0,33.0 | -0.61431 | 51.5075 | IVER 132KV |  |  | 60 | 0 | 0 | 0 |  | 66.5145 | 9 |  |  |  |  | Amber |  | 0 |  | 0 | 0 |  | Green
e56018f149749a775f90bd930169a787f1680b37 | CIRENCESTER | BSP | Southern England | CIRE |  | 132.0,33.0 | -1.9628 | 51.7023 | MINETY |  |  | 90 | 0 | 0 | 0 |  | 54.1264 | 12.1 |  |  |  |  | Amber |  | 30.7 |  | 159.9 | 0 |  | Amber
61440dceddf0444eb17d44f9ac6c769d376e66f6 | COPLEY DENE | BSP | Southern England | COPL |  | 66.0,11.0 | -0.30886 | 51.5139 | EALING |  |  | 38 | 0 | 0 | 0 |  | 34.8105 | 8.7 |  |  |  |  | Amber |  | 0 |  | 0 | 0 |  | Green
f572cfd80437ee3f32390c02a1613bb89d60c75c | COWES & WOOTTON COMMON | BSP | Southern England | COWE |  | 132.0,33.0 | -1.255 | 50.7107 | FAWLEY |  |  | 182 | 0 | 0 | 0 |  | 126.381 | 28.8 |  |  |  |  | Amber |  | 76.793 |  | 76.793 | 0 |  | Red
859e98d5d32a2567f888b4d10bd00d803cf09f85 | COWLEY LOCAL MAIN | BSP | Southern England | COWL |  | 132.0,33.0 | -1.1905 | 51.7102 | COWLEY | [7 empty] | 75.0801 | 13.6 | [6 empty] | 0 |  | 11 | 0 |  | Green
774395c52e02b1d0ccf7530e0932abf682f8ede6 | COWLEY LOCAL RESERVE | BSP | Southern England | COWL |  | 132.0,33.0 | -1.1905 | 51.7102 | COWLEY | [7 empty] | 29.5342 | 3.2 | [6 empty] | 12 |  | 62 | 0 |  | Green
baf196859b0312f2c6bac685cfadcb9f422541bd | COXMOOR WOOD | BSP | Southern England | COXM |  | 132.0,33.0 | -0.87976 | 51.2508 | FLEET BRAMLEY |  |  | 90 | 0 | 0 | 0 |  | 94.9288 | 18.9 |  |  |  |  | Amber |  | 42.5 |  | 58.5 | 0 |  | Amber
43299c7b62f0e68c29f62a0dd911e8f57207c56c | Cowley Local (2 x 45) | BSP | Southern England | COWL |  | 132.0,33.0 | -1.1905 | 51.7102 | COWLEY |  |  | 90 | 0 | 0 | 0 |  | 71.2621 | 10.4357 |  |  |  |  | Amber
a0bc6c2c0ccb007d03ee591a4f5277ea331e18f0 | Cowley Local (2 x 90) | BSP | Southern England | COWL |  | 132.0,33.0 | -1.1905 | 51.7102 | COWLEY |  |  | 90 | 0 | 0 | 0 |  | 72.0901 | 21.6209 |  |  |  |  | Amber
3892596d0f535874e63c9cb838847bcc0939260c | DENHAM | BSP | Southern England | DENH |  | 132.0,22.0 | -0.53251 | 51.5782 | IVER 132KV |  |  | 90 | 0 | 0 | 0 |  | 75.8578 | 18.5 |  |  |  |  | Amber |  | 0 |  | 40 | 0 |  | Green
a264953ad9ca52312d7369f929b828cfdd19e3ad | DRAYTON | BSP | Southern England | DRAY |  | 132.0,33.0 | -1.3269 | 51.6312 | COWLEY |  |  | 180 | 0 | 0 | 0 |  | 132.1898 | 23.8 |  |  |  |  | Amber |  | 92.55 |  | 143.55 | 0 |  | Red
2586b6d6e02d995dc633b23c777f593edcc71033 | EALING (D) | BSP | Southern England | EALI |  | 66.0,22.0 | -0.29598 | 51.5018 | EALING |  |  | 75 | 0 | 0 | 0 |  | 54.7 | 19.1 |  |  |  |  | Amber |  | 0 |  | 0 | 0 |  | Green
e48a4772df178a205943cead6c92583f56c3003e | EALING (E) | BSP | Southern England | EALI |  | 66.0,11.0 | -0.29598 | 51.5018 | EALING |  |  | 40 | 0 | 0 | 0 |  | 43.7 | 13.9 |  |  |  |  | Amber |  | 0 |  | 0 | 0 |  | Green
f2506b950a19b885bc7b29a090520d2b824fcadf | EAST BEDFONT A | BSP | Southern England | EAST |  | 132.0,22.0 | -0.44132 | 51.4531 | LALEHAM |  |  | 60 | 0 | 0 | 0 |  | 72.0264 | 25.2 |  |  |  |  | Amber |  | 6 |  | 6 | 0 |  | Green
831b576848d34137ef13cc295bec030179644db9 | EAST BEDFONT B | BSP | Southern England | EAST |  | 132.0,11.0 | -0.44132 | 51.4531 | LALEHAM |  |  | 20 | 0 | 0 | 0 |  | 25 | 7 |  |  |  |  | Amber |  | 0 |  | 0 | 0 |  | Green
61ac37b965b393ad5f573436b631f7ab13cc9b16 | FAREHAM MAIN | BSP | Southern England | FARE |  | 132.0,33.0 | -1.1996 | 50.8338 | LOVEDEAN | [7 empty] | 83.8 | 17.5 | [6 empty] | 61.5 |  | 101.5 | 0 |  | Amber
7437136925fcb13334a25847fd479f5fecb3832c | FAREHAM RESERVE | BSP | Southern England | FARE |  | 132.0,33.0 | -1.1996 | 50.8338 | LOVEDEAN | [7 empty] | 75.7 | 11.7 | [6 empty] | 0 |  | 30.56 | 0 |  | Amber
9328fc4bb0a4173bed8ff57c9e8c675090c4d8b8 | FAWLEY NORTH | BSP | Southern England | FAWL |  | 132.0,11.0 | -1.3746 | 50.8385 | FAWLEY |  |  | 133 | 0 | 0 | 0 |  | 98.8956 | 69.4 |  |  |  |  | Amber |  | 0 |  | 0 | 0 |  | Red
cdad3398a47a9c7388f9087e5adb7420798a18dd | FAWLEY SOUTH | BSP | Southern England | FAWL |  | 132.0,11.0 | -1.3568 | 50.8367 | FAWLEY |  |  | 38.5 | 0 | 0 | 0 |  | 25.9639 | 13.8 |  |  |  |  | Amber |  | 0 |  | 0 | 0 |  | Red
273f06579eaecedbd393cace8105ae144ed0a6b8 | FROME | BSP | Southern England | FROM |  | 132.0,33.0 | -2.3049 | 51.231 | MELKSHAM |  |  | 90 | 0 | 0 | 0 |  | 110.3 | 29.5 |  |  |  |  | Amber |  | 68.51 |  | 113.34 | 0 |  | Red
1615135651f674827078e9a6a3d2a7f8de0add82 | Fareham T1A T2A (90MVAs) | BSP | Southern England | FARE |  | 132.0,33.0 | -1.1996 | 50.8338 | LOVEDEAN |  |  | 90 | 0 | 0 | 0 |  | 82.6721 | 19.4433 |  |  |  |  | Amber
1df4a237dded915a3765fce085aec1ea862b5d0f | Fareham T1B T2B (1x90, 1x60MVA) | BSP | Southern England | FARE |  | 132.0,33.0 | -1.1996 | 50.8338 | LOVEDEAN |  |  | 60 | 0 | 0 | 0 |  | 69.9893 | 22.8725 |  |  |  |  | Amber
e97fb9dbc72a1da8026da15eb4d4b8c4c6a08743 | GALILEO | BSP | Southern England | GALI |  | 132.0,11.0 | -1.8484 | 51.5524 | MINETY |  |  | 45 | 0 | 0 | 0 |  | 29.2 | 8.1 |  |  |  |  | Amber |  | 0 |  | 10 | 0 |  | Red
23206c2879e5ba9d9c0ef2fc473b59e53ca07586 | GREENFORD | BSP | Southern England | GREE |  | 66.0,11.0 | -0.34762 | 51.5414 | WILLESDEN |  |  | 60 | 0 | 0 | 0 |  | 45.8672 | 14.9 |  |  |  |  | Amber |  | 0 |  | 0 | 0 |  | Green
00b8c8cc13b1eabc5cb6419ccdf1dc49a8c56f85 | HAVANT | BSP | Southern England | HAVA |  | 132.0,33.0 | -0.9982 | 50.8467 | LOVEDEAN |  |  | 90 | 0 | 0 | 0 |  | 99.9 | 21.5 |  |  |  |  | Amber |  | 40 |  | 40 | 0 |  | Green
2cb826e443d69fbe1fff2d08f17e7271bc42a3e4 | HAYES | BSP | Southern England | HAYE |  | 66.0,11.0 | -0.42345 | 51.5042 | NORTH HYDE |  |  | 60 | 0 | 0 | 0 |  | 58.5 | 23.4 |  |  |  |  | Amber |  | 0 |  | 0 | 0 |  | Green
496b2724135636abcc55961ec78b9a3a193a215b | HEADINGTON | BSP | Southern England | HEAD |  | 132.0,33.0 | -1.2122 | 51.7693 | COWLEY |  |  | 90 | 0 | 0 | 0 |  | 49.4554 | 25.7 |  |  |  |  | Amber |  | 32 |  | 63 | 0 |  | Red
249b21463bf921c934ddf6f7efc959e23781e37d | HIGH WYCOMBE | BSP | Southern England | HIGH |  | 132.0,33.0 | -0.77682 | 51.6222 | COWLEY |  |  | 90 | 0 | 0 | 0 |  | 96.9953 | 28.6 |  |  |  |  | Amber |  | 0 |  | 0 | 0 |  | Green
ff4ab5fc15f4c9d2da9a9c06c89f6846745ff7b7 | IRONBRIDGE | BSP | Southern England | IRON |  | 66.0,11.0 | -0.35546 | 51.5089 | EALING |  |  | 38 | 0 | 0 | 0 |  | 33.857 | 8.4692 |  |  |  |  | Amber |  | 1.012 |  | 1.012 | 0 |  | Red
8c991125c958a9960250a682d1d04be0dbf3ea12 | LANGLEY | BSP | Southern England | LANG |  | 132.0,33.0 | -1.36 | 50.8102 | FAWLEY |  |  | 45 | 0 | 0 | 0 |  | 25.2493 | 5.5836 |  |  |  |  | Amber |  | 0 |  | 0 | 0 |  | Red
1525caa3ca8aacb7bb71b0c2ea4554a99c35a1fb | LONGFORD | BSP | Southern England | LONG |  | 132.0,33.0 | -0.50489 | 51.4802 | IVER 132KV |  |  | 90 | 0 | 0 | 0 |  | 64.363 | 23 |  |  |  |  | Amber |  | 45.7 |  | 45.7 | 0 |  | Green
46615178b0a5d526204b7e34cc5123c2876fe2f7 | LOUDWATER | BSP | Southern England | LOUD |  | 132.0,33.0 | -0.69288 | 51.6126 | AMERSHAM |  |  | 90 | 0 | 0 | 0 |  | 99.4 | 27.7 |  |  |  |  | Amber |  | 0 |  | 40 | 0 |  | Green
6dac8feef183205a787c9c511e2d0f020b703dd4 | LYNES COMMON | BSP | Southern England | LYNE |  | 132.0,11.0 | -1.3791 | 50.8467 | FAWLEY |  |  | 30 | 0 | 0 | 0 |  | 1.9798 | 1.2094 |  |  |  |  | Amber |  | 0 |  | 0 | 0 |  | Red
501d6f1611de7375fb2253b2ebde0e621bc0393e | LYTCHETT | BSP | Southern England | LYTC |  | 132.0,33.0 | -2.0326 | 50.7475 | MANNINGTON GSP |  |  | 90 | 0 | 0 | 0 |  | 68.3238 | 17.5026 |  |  |  |  | Amber |  | 47.66 |  | 84.66 | 0 |  | Red
546b175e36ebee783c88ccd8b3ca4ff55a148f40 | MAIDENHEAD | BSP | Southern England | MAID |  | 132.0,33.0 | -0.75359 | 51.5112 | FLEET BRAMLEY |  |  | 90 | 0 | 0 | 0 |  | 76.8988 | 18.1403 |  |  |  |  | Amber |  | 0 |  | 0.143 | 0 |  | Red
922f1ff73114cfde6c0892d3c91870a61902c7e8 | MANNINGTON | BSP | Southern England | MANN |  | 132.0,33.0 | -1.8945 | 50.8465 | MANNINGTON GSP |  |  | 120 | 0 | 0 | 0 |  | 122.2477 | 19.5897 |  |  |  |  | Amber |  | 49.417 |  | 107.317 | 0 |  | Red
57ef21fd27c3c9f755df60cceb5592ee4dc0d154 | NETLEY COMMON | BSP | Southern England | NETL |  | 132.0,33.0 | -1.3249 | 50.9056 | BOTLEY WOOD GSP |  |  | 90 | 0 | 0 | 0 |  | 112.1498 | 32.9515 |  |  |  |  | Amber |  | 22 |  | 22 | 0 |  | Amber
48e6de341598aecf98bf667a6c0e712fdc1091d2 | NORRINGTON | BSP | Southern England | NORR |  | 132.0,33.0 | -2.1699 | 51.3838 | MELKSHAM |  |  | 270 | 0 | 0 | 0 |  | 210.5 | 38.1 |  |  |  |  | Amber |  | 139.51 |  | 179.51 | 0 |  | Green
082824553301ec4bba3c96466d5f5a5b5d807e5a | NORTH HYDE (D) | BSP | Southern England | NORT |  | 66.0,22.0 | -0.41168 | 51.4985 | NORTH HYDE |  |  | 45 | 0 | 0 | 0 |  | 41 | 13.1 |  |  |  |  | Amber |  | 0 |  | 0 | 0 |  | Green
d67e3b1b535dde0613df0009d92b3eb2e4b7422d | NORTH HYDE (E) | BSP | Southern England | NORT |  | 66.0,11.0 | -0.41168 | 51.4985 | NORTH HYDE |  |  | 76 | 0 | 0 | 0 |  | 67.8 | 29.1 |  |  |  |  | Amber |  | 0 |  | 0 | 0 |  | Green
c7698a80b40ab978da9a03e053d82d42b9f907a4 | OXFORD | BSP | Southern England | OXFO |  | 132.0,33.0 | -1.2763 | 51.7503 | COWLEY | [7 empty] | 89.6759 | 27.4547 | [6 empty] | 0.43 |  | 0.43 | 0 |  | Amber
731fd8eddac3ca3c11fd9e0db7f2a5454e4b314a | OXFORD (Osney) | BSP | Southern England | OXFO |  | 132.0,33.0 | -1.2763 | 51.7503 | COWLEY |  |  | 90 | 0 | 0 | 0 |  | 89.7986 | 29.722 |  |  |  |  | Amber
a6a0ba6ffdc35f5576f627e5f7b02ca7793605aa | PERIVALE | BSP | Southern England | PERI |  | 66.0,11.0 | -0.30675 | 51.5332 | WILLESDEN |  |  | 40 | 0 | 0 | 0 |  | 28.8355 | 9.5412 |  |  |  |  | Amber |  | 0 |  | 0 | 0 |  | Amber
52179245004f2a275ddad26ad4589da72924aa13 | POOLE PS (HAMWORTHY) | BSP | Southern England | POOL |  | 132.0,33.0 | -1.9858 | 50.715 | MANNINGTON GSP |  |  | 60 | 0 | 0 | 0 |  | 32.4969 | 11.1048 |  |  |  |  | Amber |  | 0 |  | 0 | 0 |  | Amber
cbe65756438562c4af60ffd20c90bb9b917eae63 | PORTSMOUTH | BSP | Southern England | PORT |  | 132.0,33.0 | -1.1018 | 50.7933 | LOVEDEAN |  |  | 90 | 0 | 0 | 0 |  | 106 | 21 |  |  |  |  | Amber |  | 20.015 |  | 20.015 | 0 |  | Green
80df65c6eba882256d028a9346f0d440f8d9fdb6 | PYESTOCK | BSP | Southern England | PYES |  | 132.0,33.0 | -0.81151 | 51.284 | FLEET BRAMLEY |  |  | 90 | 0 | 0 | 0 |  | 76.2775 | 13.78 |  |  |  |  | Amber |  | 0 |  | 0 | 0 |  | Amber
bb91433a590d6d87a795c7a8a336ac2bf002f4f4 | READING | BSP | Southern England | READ |  | 132.0,33.0 | -0.92698 | 51.4588 | FLEET BRAMLEY |  |  | 180 | 0 | 0 | 0 |  | 164.3453 | 52.13 |  |  |  |  | Amber |  | 4.08 |  | 15.08 | 0 |  | Green
a2b4e35188b322aacd7b6177aff253c0727836f9 | READING TOWN | BSP | Southern England | READ |  | 132.0,33.0 | -0.97127 | 51.4616 | FLEET BRAMLEY |  |  | 90 | 0 | 0 | 0 |  | 68.9229 | 16.4557 |  |  |  |  | Amber |  | 0 |  | 0 | 0 |  | Green
4b3ace388521c27df1e7bfc0397faf5f0a86a369 | REDHILL | BSP | Southern England | REDH |  | 132.0,33.0 | -1.8797 | 50.765 | MANNINGTON GSP |  |  | 90 | 0 | 0 | 0 |  | 61.7293 | 15.6546 |  |  |  |  | Amber |  | 54.51 |  | 63.21 | 0 |  | Amber
efd9414cb81c0d9c282593f0110fe3defae2a4d7 | ROWNHAMS | BSP | Southern England | ROWN |  | 132.0,33.0 | -1.4722 | 50.9499 | NURSLING |  |  | 90 | 0 | 0 | 0 |  | 101.5097 | 28.2497 |  |  |  |  | Amber |  | 34.31 |  | 94.31 | 0 |  | Amber
1f10c0b2ce5c001088b72fa978f300862add8568 | SALISBURY | BSP | Southern England | SALI |  | 132.0,33.0 | -1.8436 | 51.0818 | MANNINGTON GSP |  |  | 105 | 0 | 0 | 0 |  | 102.0805 | 16.1435 |  |  |  |  | Amber |  | 9.25 |  | 21.75 | 0 |  | Red
1a84911e2970e0ec8177ff7845ab0c03e8e0ac24 | SHAFTESBURY | BSP | Southern England | SHAF |  | 132.0,33.0 | -2.2088 | 51.0134 | MANNINGTON GSP |  |  | 90 | 0 | 0 | 0 |  | 75.7681 | 10.3654 |  |  |  |  | Amber |  | 38.1 |  | 73.225 | 0 |  | Red
854ac16a30a300efa708187470fa33d06984a647 | SLOUGH | BSP | Southern England | SLOU |  | 132.0,33.0 | -0.62376 | 51.5266 | IVER 132KV |  |  | 270 | 0 | 0 | 0 |  | 95.5108 | 23.7 |  |  |  |  | Amber |  | 60 |  | 106 | 0 |  | Green
ed785800bb32841a975a651c079916bc424b3563 | SLOUGH SOUTH | BSP | Southern England | SLOU |  | 132.0,33.0 | -0.62559 | 51.5234 | IVER 132KV |  |  | 270 | 0 | 0 | 0 |  | 126.9 | 83.7 |  |  |  |  | Amber |  | 0 |  | 0 | 0 |  | Green
4f47e483cbaab04cbd93ab0ef70d64c74fa01310 | SOUTHAMPTON MAIN | BSP | Southern England | SOUT |  | 132.0,33.0 | -1.4122 | 50.906 | NURSLING | [7 empty] | 69.8992 | 18.5031 | [6 empty] | 0 |  | 0 | 0 |  | Amber
23e3c8f5105a2934519312a0310defa4b4e5e03e | SOUTHAMPTON RESERVE | BSP | Southern England | SOUT |  | 132.0,33.0 | -1.4121 | 50.9063 | NURSLING | [7 empty] | 55.3062 | 12.8063 | [6 empty] | 7.847 |  | 9.762 | 0 |  | Amber
d4da69e08e7a978b8e42c2122fa34874c2a6c152 | SOUTHFIELD ROAD | BSP | Southern England | SOUT |  | 66.0,11.0 | -0.26477 | 51.5038 | EALING |  |  | 40 | 0 | 0 | 0 |  | 39.2 | 5.7918 |  |  |  |  | Amber |  | 0 |  | 0 | 0 |  | Green
33354d2cba82bc0a84a5bffc994faf4ff77b8826 | STAINES | BSP | Southern England | STAI |  | 132.0,33.0 | -0.49671 | 51.4386 | LALEHAM |  |  | 300 | 0 | 0 | 0 |  | 222 | 95.5 |  |  |  |  | Amber |  | 0 |  | 147.9 | 0 |  | Amber
cf4474061c1eb83eac77640a986b00b877215bc5 | STRATTON MAIN | BSP | Southern England | STRA |  | 132.0,33.0 | -1.7545 | 51.5972 | MINETY | [7 empty] | 95.4 | 20.5 | [6 empty] | 69.1 |  | 89.1 | 0 |  | Red
774dc44ed2efc9f6999db3e0314112fdea77dd79 | STRATTON RESERVE | BSP | Southern England | STRA |  | 132.0,33.0 | -1.7545 | 51.5972 | MINETY | [7 empty] | 59.4 | 14.6 | [6 empty] | 35.5 |  | 35.5 | 0 |  | Red
39a2dfb0d1e63092a9f5a3572249dd48e9c84eec | SWINDON | BSP | Southern England | SWIN |  | 132.0,33.0 | -1.8216 | 51.58 | MINETY |  |  | 90 | 0 | 0 | 0 |  | 79.4 | 19.9 |  |  |  |  | Amber |  | 43.64 |  | 81.67 | 0 |  | Red
f112066e779724c0fa1cc3a49c1bb87abd78d03e | Southampton (2 x 60) | BSP | Southern England | SOUT |  | 132.0,33.0 | -1.4121 | 50.9063 | NURSLING |  |  | 60 | 0 | 0 | 0 |  | 58.3206 | 15.2842 |  |  |  |  | Amber
fc63c755a1e4460046a6f7ba3eac7462e3f31b95 | Southampton (2 x 90) | BSP | Southern England | SOUT |  | 132.0,33.0 | -1.4122 | 50.906 | NURSLING |  |  | 90 | 0 | 0 | 0 |  | 78.1246 | 19.7778 |  |  |  |  | Amber
d950cfed0331a996c82c13ca6f8a3a73cb805c7c | Stratton (2 x 60) | BSP | Southern England | STRA |  | 132.0,33.0 | -1.7545 | 51.5972 | MINETY |  |  | 60 | 0 | 0 | 0 |  | 61.2 | 14.6 |  |  |  |  | Amber
2ff8e3b0afeee2e98a080631ca1f9c70567f19b9 | Stratton (2 x 90) | BSP | Southern England | STRA |  | 132.0,33.0 | -1.7545 | 51.5972 | MINETY |  |  | 90 | 0 | 0 | 0 |  | 97.3 | 20.5 |  |  |  |  | Amber
c9e265f7c5086714a47361cec53e918dae7fc9df | THATCHAM | BSP | Southern England | THAT |  | 132.0,33.0 | -1.2421 | 51.3945 | BRAMLEY (ANDO-THAT) |  |  | 150 | 0 | 0 | 0 |  | 166.4475 | 44.71 |  |  |  |  | Amber |  | 30 |  | 50.53 | 0 |  | Amber
5e54964e23082b04a27853bed3c41f8182e3373c | TOOTHILL | BSP | Southern England | TOOT |  | 132.0,33.0 | -1.8111 | 51.5542 | MINETY |  |  | 90 | 0 | 0 | 0 |  | 86.2 | 17 |  |  |  |  | Amber |  | 63.47 |  | 93.47 | 0 |  | Red
3d29e99a77a311622a25b27536a00111f7f5ce90 | UPTON | BSP | Southern England | UPTO |  | 132.0,22.0 | -0.5485 | 51.505 | IVER 132KV |  |  | 60 | 0 | 0 | 0 |  | 37.3135 | 12.3 |  |  |  |  | Amber |  | 0 |  | 0 | 0 |  | Green
b8c9a41fa0cd5c978297912982794a6c57bec227 | VELMORE | BSP | Southern England | VELM |  | 132.0,33.0 | -1.3936 | 50.9702 | NURSLING |  |  | 90 | 0 | 0 | 0 |  | 96.4023 | 24.587 |  |  |  |  | Amber |  | 6.3 |  | 26.3 | 0 |  | Red
2b6670d6270889fcb433b1aac7b52c9e6754af86 | VICARAGE FARM ROAD | BSP | Southern England | VICA |  | 66.0,11.0 | -0.38356 | 51.4757 | NORTH HYDE |  |  | 38 | 0 | 0 | 0 |  | 27.75 | 8.012 |  |  |  |  | Amber |  | 0 |  | 0 | 0 |  | Amber
279784558f4a114a7d03e0e17445386df7815eb8 | WAREHAM | BSP | Southern England | WARE |  | 132.0,33.0 | -2.121 | 50.6956 | MANNINGTON GSP |  |  | 30 | 0 | 0 | 0 |  | 30.0612 | 7.379 |  |  |  |  | Amber |  | 22.19 |  | 42.99 | 0 |  | Red
ac01a37dd1ba386673dc6ec74cb41023dacabf5f | WEST GRAFTON | BSP | Southern England | WEST |  | 132.0,33.0 | -1.6526 | 51.3315 | MELKSHAM |  |  | 45 | 0 | 0 | 0 |  | 9.2 | 9.2 |  |  |  |  | Amber |  | 5.64 |  | 5.64 | 0 |  | Red
e39d8031d170f38e665d95f0dd066db5ba185181 | WINCHESTER | BSP | Southern England | WINC |  | 132.0,33.0 | -1.36 | 51.0376 | NURSLING |  |  | 90 | 0 | 0 | 0 |  | 101.3975 | 22.7252 |  |  |  |  | Amber |  | 0 |  | 30 | 0 |  | Amber
4d99848d9969efc9b7d986727202b88620839de1 | WINFRITH HEATH | BSP | Southern England | WINF |  | 132.0,11.0 | -2.2738 | 50.6782 | MANNINGTON GSP |  |  | 30 | 0 | 0 | 0 |  | 6.2849 | 0.68386 |  |  |  |  | Amber |  | 0 |  | 0 | 0 |  | Red
880dec775c7f2e2fc4bfa84c9e1dd625590ce0f3 | WITNEY & YARNTON | BSP | Southern England | WITN |  | 132.0,33.0 | -1.4853 | 51.7721 | COWLEY |  |  | 180 | 0 | 0 | 0 |  | 83.5881 | 18.2933 |  |  |  |  | Amber |  | 75.415 |  | 134.415 | 0 |  | Red
59d449bc04490aa3a03d8002135195e2de28ed06 | WOKINGHAM | BSP | Southern England | WOKI |  | 132.0,33.0 | -0.85721 | 51.4024 | FLEET BRAMLEY |  |  | 90 | 0 | 0 | 0 |  | 45.9886 | 6.7498 |  |  |  |  | Amber |  | 0 |  | 0 | 0 |  | Green
a1c2d2ff0e36dbfb71d017bc972d92cdcd5d3ed3 | WYMERING & FORT WIDLEY | BSP | Southern England | WYME |  | 132.0,33.0 | -1.0781 | 50.8452 | LOVEDEAN |  |  | 240 | 0 | 0 | 0 |  | 116 | 34 |  |  |  |  | Amber |  | 59.85 |  | 79.85 | 0 |  | Green
c375b77d40596fe23ed4b1be8414c5d866606e5a | YEOVIL | BSP | Southern England | YEOV |  | 132.0,33.0 | -2.6051 | 50.9499 | AXMINSTER |  |  | 120 | 0 | 0 | 0 |  | 120 | 24.5 |  |  |  |  | Amber |  | 36.57 |  | 68.17 | 0 |  | Red
d7684bfcfcf76a7c61beeb351248e9fee19b81d9 | ALDERNEY | Primary | Southern England | ALDE |  | 33.0,11.0 | -1.939 | 50.7555 | MANNINGTON GSP | BOURNEMOUTH |  | 24 | 0 | 0 | 0 |  | 17.941 | 4.4725 |  |  |  |  | Amber |  | 8.9 |  | 8.9 | 0 |  | Red
3ff0a67321215042d510b6263402d39301e5774b | ALDERSHOT | Primary | Southern England | ALDE |  | 33.0,11.0 | -0.77077 | 51.2317 | FLEET BRAMLEY | ALDERSHOT |  | 19.5 | 0 | 0 | 0 |  | 13.2501 | 2.5758 |  |  |  |  | Amber |  | 2.4 |  | 2.4 | 0 |  | Green
762644cfc12032f605539c9dc7874958579436c4 | ALDERTON | Primary | Southern England | ALDE |  | 33.0,11.0 | -2.2221 | 51.5552 | MELKSHAM | CHIPPENHAM |  | 3 | 0 | 0 | 0 |  | 3.0386 | 0.5163 |  |  |  |  | Amber |  | 0 |  | 0 | 0 |  | Red
b7eed47bbd7ef494b9d7dd2f1f8b5e5a93d9c70f | ALRESFORD | Primary | Southern England | ALRE |  | 33.0,11.0 | -1.15 | 51.0889 | FLEET BRAMLEY | ALTON & FERNHURST |  | 10 | 0 | 0 | 0 |  | 11.4765 | 3.9965 |  |  |  |  | Amber |  | 0 |  | 0 | 0 |  | Green
866106637212c0c7ae76d022803280173df2334f | ALTON LOCAL | Primary | Southern England | ALTO |  | 33.0,11.0 | -0.96149 | 51.1526 | FLEET BRAMLEY | ALTON & FERNHURST |  | 37.5 | 0 | 0 | 0 |  | 27.4182 | 6.7747 |  |  |  |  | Amber |  | 0.25 |  | 0.25 | 0 |  | Green
adc9687c3029c677f26f043bc57c20f015f28d0b | ANDOVER | Primary | Southern England | ANDO |  | 33.0,11.0 | -1.4955 | 51.2175 | MELKSHAM | ANDOVER |  | 30 | 0 | 0 | 0 |  | 9.9609 | 1.768 |  |  |  |  | Amber |  | 0 |  | 0 | 0 |  | Red
96a3a1412f57304d9dbc4c7c87df5315e256f554 | ANDOVER EAST | Primary | Southern England | ANDO |  | 33.0,11.0 | -1.4552 | 51.216 | MELKSHAM | ANDOVER |  | 30 | 0 | 0 | 0 |  | 21.8597 | 6.6195 |  |  |  |  | Amber |  | 0 |  | 0 | 0 |  | Red
79402f47bb904cc7ed5df942195608942ac79e31 | ANDOVER TOWN | Primary | Southern England | ANDO |  | 33.0,11.0 | -1.4811 | 51.2044 | MELKSHAM | ANDOVER |  | 10 | 0 | 0 | 0 |  | 9.1614 | 2.114 |  |  |  |  | Amber |  | 0 |  | 0 | 0 |  | Red
467e4d7415bd337aafff8239573e0a7188f8be2f | ARBORFIELD | Primary | Southern England | ARBO |  | 33.0,11.0 | -0.90965 | 51.3983 | BRAMLEY (BASI) | BASINGSTOKE T1B & T2B |  | 18 | 0 | 0 | 0 |  | 14.8688 | 2.2526 |  |  |  |  | Amber |  | 2.44 |  | 2.44 | 0 |  | Amber
1028b8e6cb5169182281624575a24eecf15f0cda | ARGYLE ROAD | Primary | Southern England | ARGY |  | 33.0,11.0 | -0.67894 | 50.7843 | LOVEDEAN | CHICHESTER & HUNSTON |  | 30 | 0 | 0 | 0 |  | 18.8082 | 3.7173 |  |  |  |  | Amber |  | 0 |  | 0 | 0 |  | Green
130aec42478a7ff105407b62f02dbda12cd81c81 | ARNCOTT | Primary | Southern England | ARNC |  | 33.0,11.0 | -1.1203 | 51.8579 | COWLEY | HEADINGTON |  | 15 | 0 | 0 | 0 |  | 7.3851 | 1.9332 |  |  |  |  | Amber |  | 7.2 |  | 12.2 | 0 |  | Red
c57e26dfd650e83687897d446a2a547bab7ede97 | ASCOT | Primary | Southern England | ASCO |  | 33.0,11.0 | -0.68402 | 51.4114 | FLEET BRAMLEY | BRACKNELL MAIN |  | 30 | 0 | 0 | 0 |  | 15.5 | 4.8895 |  |  |  |  | Amber |  | 0 |  | 0 | 0 |  | Green
afec5d69741dbeb6f794efdb09e7264834af683f | ASHLING ROAD | Primary | Southern England | ASHL |  | 33.0,11.0 | -0.80713 | 50.8541 | LOVEDEAN | CHICHESTER & HUNSTON |  | 26 | 0 | 0 | 0 |  | 22.5868 | 5.8246 |  |  |  |  | Amber |  | 1.8 |  | 1.9 | 0 |  | Amber
2bba79d2df44238190fe2569698ebfb449dac145 | ASHTON PARK | Primary | Southern England | ASHT |  | 33.0,11.0 | -2.1865 | 51.3189 | MELKSHAM | NORRINGTON |  | 23.5 | 0 | 0 | 0 |  | 22.896 | 4.0205 |  |  |  |  | Amber |  | 4 |  | 4.175 | 0 |  | Green
c59b1618cb24721c353289450549acebdda2ae5b | AVON RUBBER | Primary | Southern England | AVON |  | 33.0,11.0 | -2.139 | 51.3772 | MELKSHAM | NORRINGTON |  | 7.5 | 0 | 0 | 0 |  | 8.9535 | 2.271 |  |  |  |  | Amber |  | 0 |  | 0.14 | 0 |  | Green
20b0c58c7ef69f10893fa6ea73066c23184bcf0f | Aberchalder | Primary | North Scotland | ABER |  | 33.0,11.0 | -4.744 | 57.0931 | Fort Augustus |  |  | 0.2 | 0 | 0 | 0 |  | 0.067 | 0.0167 |  |  |  |  | Amber |  | 0 |  | 0 | 0 |  | Red
9508edd5d09604526f845dd4caecf5818dc10de4 | Aberfeldy | Primary | North Scotland | ABER |  | 33.0,11.0 | -3.8774 | 56.6176 | Tummel Bridge |  |  | 8 | 0 | 0 | 0 |  | 4.96 | 0.86684 |  |  |  |  | Amber |  | 2.449 |  | 2.449 | 0 |  | Amber
013c3fb25b10bff38b7f18f288795e721f8d1666 | Aberfoyle | Primary | North Scotland | ABER |  | 33.0,11.0 | -4.3655 | 56.1673 | Strathleven |  |  | 3.5 | 0 | 0 | 0 |  | 2.8755 | 0.47664 |  |  |  |  | Amber |  | 1.6 |  | 1.6 | 0 |  | Amber
923bfd5a71e77982c1db08e2c8d47e5375961635 | Aberlour | Primary | North Scotland | ABER |  | 33.0,11.0 | -3.2546 | 57.452 | Keith |  |  | 5 | 0 | 0 | 0 |  | 4.7746 | 1.2822 |  |  |  |  | Amber |  | 0.5 |  | 0.5 | 0 |  | Amber
b45bb05a8d7fa2fb186957317ac62df1ab711f04 | Abernethy | Primary | North Scotland | ABER |  | 33.0,11.0 | -3.2942 | 56.3398 | Abernethy |  |  | 6.3 | 0 | 0 | 0 |  | 1.509 | 0.028 |  |  |  |  | Amber |  | 0.1 |  | 0.1 | 0 |  | Amber
3604a42fe4b5ecf3c1b86c48c4ed4a8004edb529 | Aboyne | Primary | North Scotland | ABOY |  | 33.0,11.0 | -2.7926 | 57.077 | Tarland |  |  | 15 | 0 | 0 | 0 |  | 6.9324 | 1.1641 |  |  |  |  | Amber |  | 0.211 |  | 0.211 | 0 |  | Green
d9bff624798a2a9d4cf687255e309df67e85b40d | Achiltibuie | Primary | North Scotland | ACHI |  | 33.0,11.0 | -5.3615 | 58.0307 | Grudie Bridge |  |  | 1 | 0 | 0 | 0 |  | 0.57229 | 0.10938 |  |  |  |  | Amber |  | 0.2 |  | 0.2 | 0 |  | Red
27555f94f01fbd284d3f3251c418266f43a671f5 | Achintee | Primary | North Scotland | ACHI |  | 33.0,11.0 | -5.4323 | 57.4162 | Broadford |  |  | 2.5 | 0 | 0 | 0 |  | 0.08 | 0.08 |  |  |  |  | Amber |  | 0 |  | 0 | 0 |  | Amber
5f16b09c43f71bf38dbd08e7d452d3a0980fab96 | Aigas | Primary | North Scotland | AIGA |  | 33.0,11.0 | -4.5772 | 57.4287 | Beauly |  |  | 0.5 | 0 | 0 | 0 |  | 0.295 | 0.08 |  |  |  |  | Amber |  | 0 |  | 0 | 0 |  | Red
20e77a751b0cd5e85a8d9ebb556f57139f333062 | Aird | Primary | North Scotland | AIRD |  | 33.0,11.0 | -7.3525 | 57.4611 | Ardmore |  |  | 8 | 0 | 0 | 0 |  | 2.8403 | 0.827 |  |  |  |  | Amber |  | 0 |  | 6.9 | 0 |  | Green
d3b865c5f8bc3fcfa11f088aacba68715f356971 | Alyth | Primary | North Scotland | ALYT |  | 33.0,11.0 | -3.247 | 56.6204 | Coupar Angus |  |  | 5 | 0 | 0 | 0 |  | 3.1514 | 0.78201 |  |  |  |  | Amber |  | 0.05 |  | 0.05 | 0 |  | Amber
7eb17123e315474b3421dec631da9a62754c4ff7 | Annat | Primary | North Scotland | ANNA |  | 33.0,11.0 | -5.1421 | 56.8426 | Fort William |  |  | 5 | 0 | 0 | 0 |  | 3.7832 | 0.66826 |  |  |  |  | Amber |  | 0.15 |  | 0.15 | 0 |  | Amber
47684a4fe89c08272c369ce4ecd69f60a5a4f054 | Arderseir | Primary | North Scotland | ARDE |  | 33.0,11.0 | -4.0004 | 57.5773 | Nairn |  |  | 5 | 0 | 0 | 0 |  | 2.2675 | 0.47562 |  |  |  |  | Amber |  | 0 |  | 0 | 0 |  | Amber
600695dec9502233473bff2c8c19efd153e449e4 | Ardochy | Primary | North Scotland | ARDO |  | 33.0,11.0 | -4.5207 | 57.1788 | Fort Augustus |  |  | 0.1 | 0 | 0 | 0 |  | 0 | 0 |  |  |  |  | Amber
e95b32b09afdb1d0e3af36af7e399e8fc0bcb316 | Arigh-na-Brodaig | Primary | North Scotland | ARIG |  | 33.0,11.0 | -5.4287 | 55.9184 | Port Ann |  |  | 0.1 | 0 | 0 | 0 |  | 0.07 | 0.01 |  |  |  |  | Amber |  | 0 |  | 0 | 0 |  | Red
2c207c8b7f023e691f3710cbf94649cd95085314 | Arisaig | Primary | North Scotland | ARIS |  | 33.0,11.0 | -5.8363 | 56.9119 | Fort William |  |  | 2.5 | 0 | 0 | 0 |  | 0.78991 | 0.10815 |  |  |  |  | Amber |  | 0 |  | 0 | 0 |  | Amber
cd9fb1f8b2c8a4543a0658fd09f308f47b9bfc71 | Arnish | Primary | North Scotland | ARNI |  | 33.0,11.0 | -6.3861 | 58.1873 | Stornoway |  |  | 5 | 0 | 0 | 0 |  | 0.02 | 0.002 |  |  |  |  | Amber |  | 0 |  | 0 | 0 |  | Amber
849347139e29e6c259ea209f2933889ce0bd81ce | Ashgrove | Primary | North Scotland | ASHG |  | 33.0,11.0 | -3.3006 | 57.6424 | Elgin |  |  | 12.5 | 0 | 0 | 0 |  | 8.6055 | 1.3086 |  |  |  |  | Amber |  | 0 |  | 0 | 0 |  | Green
4c8e430d34075ff8378af720d7d443b0232df3aa | Ashludie | Primary | North Scotland | ASHL |  | 33.0,11.0 | -2.8263 | 56.4916 | Milton of Craigie |  |  | 10 | 0 | 0 | 0 |  | 9.5671 | 2.4484 |  |  |  |  | Amber |  | 1.26 |  | 1.26 | 0 |  | Amber
c71fdb9c0597aa48f64b85d8c3b07446fc2f3623 | Aultbea | Primary | North Scotland | AULT |  | 33.0,11.0 | -5.5823 | 57.8388 | Grudie Bridge |  |  | 6 | 0 | 0 | 0 |  | 1.7604 | 0.37733 |  |  |  |  | Amber |  | 1.35 |  | 2.349 | 0 |  | Amber
f963713f1e8666aa7d65e096bc006b3c2ae18f5e | Aviemore | Primary | North Scotland | AVIE |  | 33.0,11.0 | -3.8237 | 57.1801 | Boat of Garten |  |  | 24 | 0 | 0 | 0 |  | 9.831 | 1.95 |  |  |  |  | Amber |  | 0 |  | 0 | 0 |  | Green
6322f25a0377ec02b49ab03f40046534b8c0366d | BAGSHOT | Primary | Southern England | BAGS |  | 33.0,11.0 | -0.69229 | 51.3634 | FLEET BRAMLEY | BRACKNELL RESERVE |  | 24 | 0 | 0 | 0 |  | 14.2176 | 4.2067 |  |  |  |  | Amber |  | 0 |  | 0 | 0 |  | Green
4671ed0b95ebd9740c9b452f69d4f61ac1d157f1 | BALL HILL | Primary | Southern England | BALL |  | 33.0,11.0 | -1.3916 | 51.3676 | BRAMLEY (ANDO-THAT) | THATCHAM |  | 15 | 0 | 0 | 0 |  | 6.0324 | 1.1971 |  |  |  |  | Amber |  | 0 |  | 0 | 0 |  | Green
17892b00f0cb3e3c9b2435bfe8a83b4e83484471 | BARTON STACEY | Primary | Southern England | BART |  | 33.0,11.0 | -1.3983 | 51.1824 | MELKSHAM | ANDOVER |  | 6 | 0 | 0 | 0 |  | 7.2522 | 1.528 |  |  |  |  | Amber |  | 0 |  | 0 | 0 |  | Red
4b69cf9248356ff5566f43e122c2dd83a5277c59 | BASINGSTOKE | Primary | Southern England | BASI |  | 33.0,11.0 | -1.0678 | 51.2698 | BRAMLEY (BASI) | BASINGSTOKE T1A & T2A |  | 30 | 0 | 0 | 0 |  | 19.9004 | 0.87911 |  |  |  |  | Amber |  | 12.75 |  | 12.75 | 0 |  | Green
7c839f3e302568b60433649257a8aa348b344b21 | BASSETT | Primary | Southern England | BASS |  | 33.0,11.0 | -1.3904 | 50.935 | NURSLING | ROWNHAMS |  | 30 | 0 | 0 | 0 |  | 18.4856 | 3.4094 |  |  |  |  | Amber |  | 0 |  | 0.231 | 0 |  | Green
5dcd79977ddd724dfe4ba5ae6404bcb675acecb2 | BATH ROAD EAST | Primary | Southern England | BATH |  | 22.0,11.0 | -0.43003 | 51.4803 | NORTH HYDE | NORTH HYDE (D) |  | 10 | 0 | 0 | 0 |  | 12.7887 | 2.8438 |  |  |  |  | Amber |  | 0 |  | 0 | 0 |  | Green
a2f67c63888d5dbe4a5ca8e598742d9f35b3733e | BATH ROAD WEST | Primary | Southern England | BATH |  | 33.0,11.0 | -0.47755 | 51.4803 | IVER 132KV | LONGFORD |  | 25.1 | 0 | 0 | 0 |  | 14.4241 | 6.2619 |  |  |  |  | Amber |  | 0 |  | 0 | 0 |  | Red
066e4d703d8e426de1ea96155fda8fa6fc213c3d | BEACONSFIELD (END B/B) | Primary | Southern England | BEAC |  | 22.0,6.6 | -0.64849 | 51.6118 | IVER 132KV | UPTON |  | 6.5 | 0 | 0 | 0 |  | 4.4444 | 0.99632 |  |  |  |  | Amber |  | 0 |  | 0 | 0 |  | Amber
c1b4aed84908fa2f233ecab455dc9338d7958427 | BEACONSFIELD (MIDDLE B/B) | Primary | Southern England | BEAC |  | 22.0,6.6 | -0.64849 | 51.6118 | IVER 132KV | DENHAM |  | 12.9 | 0 | 0 | 0 |  | 11.3613 | 3.2234 |  |  |  |  | Amber |  | 0 |  | 0 | 0 |  | Green
4c7f2d2b7892fa20009827c0a848720c18c6090b | BEENHAM | Primary | Southern England | BEEN |  | 33.0,11.0 | -1.1594 | 51.4174 | BRAMLEY (ANDO-THAT) | THATCHAM |  | 13 | 0 | 0 | 0 |  | 6.8772 | 1.4121 |  |  |  |  | Amber |  | 1.9 |  | 1.9 | 0 |  | Green
bed07cbfa7315591fcb55b2c4bf73f5fa9ec00fa | BEMERTON | Primary | Southern England | BEME |  | 33.0,11.0 | -1.8354 | 51.0798 | MANNINGTON GSP | SALISBURY |  | 30 | 0 | 0 | 0 |  | 13.9388 | 3.7555 |  |  |  |  | Amber |  | 0 |  | 0 | 0 |  | Green
f1aedac012ccc7431a053cf0f85fe4be32665486 | BERINSFIELD | Primary | Southern England | BERI |  | 33.0,11.0 | -1.1578 | 51.6546 | COWLEY | COWLEY LOCAL RESERVE |  | 24 | 0 | 0 | 0 |  | 11.7993 | 1.3291 |  |  |  |  | Amber |  | 6.14 |  | 6.14 | 0 |  | Green
7111c1fc618b9c7d12489d1aee1b85ea54a7403d | BEVOIS VALLEY | Primary | Southern England | BEVO |  | 33.0,6.6 | -1.3948 | 50.9165 | NURSLING | ROWNHAMS |  | 22.9 | 0 | 0 | 0 |  | 14.6393 | 2.9538 |  |  |  |  | Amber |  | 1.175 |  | 1.175 | 0 |  | Green
58316980a662a4cefdd6ac15169769ec5f01261a | BICESTER | Primary | Southern England | BICE |  | 33.0,11.0 | -1.1524 | 51.8944 | EAST CLAYDON | BICESTER NORTH |  | 60 | 0 | 0 | 0 |  | 36.2 | 9.6711 |  |  |  |  | Amber |  | 32.361 |  | 33.511 | 0 |  | Red
02091dc27005a153fd96a488176ecfcce3b7cfab | BILLINGSHURST | Primary | Southern England | BILL |  | 33.0,11.0 | -0.45704 | 51.026 | LOVEDEAN | CHICHESTER & HUNSTON |  | 10 | 0 | 0 | 0 |  | 7.7509 | 1.453 |  |  |  |  | Amber |  | 0 |  | 0 | 0 |  | Amber
e1eee4245ee01aa0f92c70503a3a9114a3432e03 | BILSHAM | Primary | Southern England | BILS |  | 33.0,11.0 | -0.61929 | 50.8055 | LOVEDEAN | CHICHESTER & HUNSTON |  | 30 | 0 | 0 | 0 |  | 15.6329 | 3.6666 |  |  |  |  | Amber |  | 34.2 |  | 34.972 | 0 |  | Amber
1d8cef86f2d3b969c633e31b39230b127fe5559e | BINSTEAD | Primary | Southern England | BINS |  | 33.0,11.0 | -1.2021 | 50.7196 | FAWLEY | COWES & WOOTTON COMMON |  | 15 | 0 | 0 | 0 |  | 6.4697 | 1.3573 |  |  |  |  | Amber
6db63446898daa33c87826b7c6825029452b2bb1 | BINSTEAD | Primary | Southern England | BINS |  | 33.0,11.0 | -1.2021 | 50.7196 | FAWLEY | COWES & WOOTTON COMMON | [6 empty] | 6.6023 | 1.1547 | [6 empty] | 0.85 |  | 0.85 | 0 |  | Red
c42abb9f6a619c23762d5cf1b4ab0077cd954026 | BIRDHAM | Primary | Southern England | BIRD |  | 33.0,11.0 | -0.83856 | 50.7885 | LOVEDEAN | CHICHESTER & HUNSTON |  | 13 | 0 | 0 | 0 |  | 11.2611 | 2.9792 |  |  |  |  | Amber |  | 0 |  | 0 | 0 |  | Amber
133247c3e48d7ab11d62806f038e27ea7924bc55 | BISHOPS WALTHAM | Primary | Southern England | BISH |  | 33.0,11.0 | -1.1941 | 50.9464 | BOTLEY WOOD GSP | NETLEY COMMON |  | 24 | 0 | 0 | 0 |  | 15.5826 | 3.1681 |  |  |  |  | Amber |  | 5 |  | 7.5 | 0 |  | Amber
14fdf04f1429219a3e7dd7becc78979be7e3dadd | BISHOPSTOKE | Primary | Southern England | BISH |  | 33.0,11.0 | -1.3402 | 50.9648 | NURSLING | ROWNHAMS |  | 13 | 0 | 0 | 0 |  | 7.3359 | 1.8402 |  |  |  |  | Amber |  | 0 |  | 0 | 0 |  | Green
48000bd25a6541674ef857eb6f5b758206fe8220 | BITTERNE | Primary | Southern England | BITT |  | 33.0,6.6 | -1.3402 | 50.9648 | BOTLEY WOOD GSP | NETLEY COMMON |  | 13 | 0 | 0 | 0 |  | 9.7306 | 1.6887 |  |  |  |  | Amber |  | 0 |  | 0 | 0 |  | Amber
e2f076b2b522f9f8df34872d7db4e15a30281a08 | BLACK BOURTON | Primary | Southern England | BLAC |  | 33.0,11.0 | -1.5902 | 51.7323 | MINETY | STRATTON RESERVE |  | 10 | 0 | 0 | 0 |  | 5.5759 | 0.70111 |  |  |  |  | Amber |  | 0 |  | 0 | 0 |  | Red
c8caf58e18f468906687327f5faebb15ece98cd5 | BLANDFORD | Primary | Southern England | BLAN |  | 33.0,11.0 | -2.1605 | 50.8489 | MANNINGTON GSP | LYTCHETT |  | 30.7 | 0 | 0 | 0 |  | 16.5611 | 4.7798 |  |  |  |  | Amber |  | 0 |  | 0 | 0 |  | Green
362d465569b59109089f150f5d21c20c77ee7fe5 | BLEDDINGTON | Primary | Southern England | BLED |  | 33.0,11.0 | -1.4853 | 51.7721 | COWLEY | WITNEY & YARNTON |  | 5 | 0 | 0 | 0 |  | 4.375 | 1.2706 |  |  |  |  | Amber
aa1fd065795afaee8bd2ea3ea9d61cd0a4d1a08f | BLEDINGTON | Primary | Southern England | BLED |  | 33.0,11.0 | -1.4853 | 51.7721 | COWLEY | WITNEY & YARNTON | [6 empty] | 4.2938 | 1.2 | [6 empty] | 0.188 |  | 0.188 | 0 |  | Red
9d10a97348af82407a2ff2c96ce7ac7f3d945008 | BORDON | Primary | Southern England | BORD |  | 33.0,11.0 | -0.82659 | 51.1102 | FLEET BRAMLEY | ALTON & FERNHURST |  | 26 | 0 | 0 | 0 |  | 23.0012 | 4.5176 |  |  |  |  | Amber |  | 0 |  | 0 | 0 |  | Green
d8c8a2c91797f4aa4840f506601c6773f14e7fcf | BOSCOMBE DOWN | Primary | Southern England | BOSC |  | 33.0,11.0 | -1.7555 | 51.1683 | BRAMLEY (ANDO-THAT) | AMESBURY |  | 30 | 0 | 0 | 0 |  | 24.0519 | 6.2114 |  |  |  |  | Amber |  | 14 |  | 14 | 0 |  | Amber
6489b3df4769141f2f4df0046e417ddd34a49f3d | BOSCOMBE EAST | Primary | Southern England | BOSC |  | 33.0,11.0 | -1.8363 | 50.732 | MANNINGTON GSP | CHRISTCHURCH |  | 26.5 | 0 | 0 | 0 |  | 14.5852 | 4.5624 |  |  |  |  | Amber |  | 0 |  | 0 | 0 |  | Green
8b7cf6f8753bc19a273f529dd74c2502a488c9cb | BOURNE VALLEY | Primary | Southern England | BOUR |  | 33.0,11.0 | -1.9126 | 50.7315 | MANNINGTON GSP | BOURNEMOUTH |  | 30 | 0 | 0 | 0 |  | 23.7103 | 5.1455 |  |  |  |  | Amber |  | 0 |  | 0 | 0 |  | Green
3f7b4820d0b75ea5fbe0cd7f047d7d82d7fb7d9e | BOURTON | Primary | Southern England | BOUR |  | 33.0,11.0 | -2.3233 | 51.0761 | MANNINGTON GSP | SHAFTESBURY |  | 13 | 0 | 0 | 0 |  | 10.151 | 2.0405 |  |  |  |  | Amber |  | 1.5 |  | 1.5 | 0 |  | Green
79d5f5ecbfcb16d3d308f81dd3f3204577448726 | BOVINGTON | Primary | Southern England | BOVI |  | 33.0,11.0 | -2.23 | 50.6901 | MANNINGTON GSP | WAREHAM |  | 9.8 | 0 | 0 | 0 |  | 4.5816 | 1.1521 |  |  |  |  | Amber |  | 5 |  | 5 | 0 |  | Red
305cc82d609aa6b7c4d3a0379b2633006fc0b2b6 | BOWERDEAN | Primary | Southern England | BOWE |  | 33.0,11.0 | -0.73344 | 51.6364 | AMERSHAM | LOUDWATER |  | 26 | 0 | 0 | 0 |  | 20.4133 | 3.942 |  |  |  |  | Amber |  | 0 |  | 0 | 0 |  | Green
956477384842433a9b98f3da57ab7b814d8ec061 | BRACKNELL | Primary | Southern England | BRAC |  | 33.0,11.0 | -0.7643 | 51.4173 | FLEET BRAMLEY | BRACKNELL MAIN |  | 76 | 0 | 0 | 0 |  | 46.6292 | 13.0632 |  |  |  |  | Amber |  | 0 |  | 0 | 0 |  | Green
901e45f97e8f653d542c5217fc36e0eae2c12b4e | BRADFORD-ON-AVON | Primary | Southern England | BRAD |  | 33.0,11.0 | -2.1699 | 51.3838 | MELKSHAM | NORRINGTON |  | 21.8 | 0 | 0 | 0 |  | 11.9015 | 3.4995 |  |  |  |  | Amber |  | 0 |  | 0.125 | 0 |  | Green
34949741a5151a253edb0ba806af1cbbb9f0b405 | BRAMLEY GREEN | Primary | Southern England | BRAM |  | 33.0,11.0 | -1.0339 | 51.3217 | BRAMLEY (BASI) | BASINGSTOKE T1B & T2B |  | 15 | 0 | 0 | 0 |  | 4.494 | 1.1908 |  |  |  |  | Amber |  | 0 |  | 0 | 0 |  | Amber
4e5da6b8cd156a36a6eb09a4c6df93f28c5f8ee6 | BRANDON ROAD | Primary | Southern England | BRAN |  | 33.0,11.0 | -1.0832 | 50.7838 | LOVEDEAN | PORTSMOUTH |  | 26 | 0 | 0 | 0 |  | 17.807 | 4.5115 |  |  |  |  | Amber |  | 0 |  | 0 | 0 |  | Green
b9980e7b362397ba63288c35d62aa68f0e992e75 | BRAYWICK ROAD | Primary | Southern England | BRAY |  | 33.0,11.0 | -0.71957 | 51.5182 | FLEET BRAMLEY | MAIDENHEAD |  | 30 | 0 | 0 | 0 |  | 26.9334 | 7.3608 |  |  |  |  | Amber |  | 0 |  | 0.075 | 0 |  | Green
5d43a05af4b92d4f0f93ab1d3271c4d069891e89 | BRENTFORD | Primary | Southern England | BREN |  | 22.0,11.0 | -0.30649 | 51.4911 | EALING | EALING (D) |  | 31.8 | 0 | 0 | 0 |  | 29.1874 | 7.4836 |  |  |  |  | Amber |  | 0 |  | 0 | 0 |  | Green
54c9e9838ab1669d17250e2824be5d7c33fa3e5b | BROCKHAMPTON | Primary | Southern England | BROC |  | 33.0,11.0 | -0.99441 | 50.8477 | LOVEDEAN | HAVANT |  | 30 | 0 | 0 | 0 |  | 15.2022 | 5.3462 |  |  |  |  | Amber |  | 11.3 |  | 16.62 | 0 |  | Green
9a20917ca8d2168cf3ff306466e3fa9db723ae8c | BROCKHURST | Primary | Southern England | BROC |  | 33.0,11.0 | -1.1573 | 50.816 | LOVEDEAN | FAREHAM MAIN |  | 30 | 0 | 0 | 0 |  | 21.8863 | 7.4623 |  |  |  |  | Amber |  | 0 |  | 0 | 0 |  | Amber
04546b7203a641019ac8f286fa44a6b7d750b6fd | BROMHAM | Primary | Southern England | BROM |  | 33.0,11.0 | -2.1699 | 51.3838 | MELKSHAM | NORRINGTON |  | 5 | 0 | 0 | 0 |  | 2.3054 | 0.3256 |  |  |  |  | Amber |  | 0.4 |  | 0.4 | 0 |  | Red
a924e19abdb75382bdaa3cd25397910ffa567265 | BROOK STREET | Primary | Southern England | BROO |  | 33.0,11.0 | -1.0912 | 51.2657 | BRAMLEY (BASI) | BASINGSTOKE T3 & T4 |  | 30 | 0 | 0 | 0 |  | 14.7147 | 3.5321 |  |  |  |  | Amber |  | 0 |  | 0 | 0 |  | Green
0578ffb3a27866fa68da83997519ebc00939cb2b | BRUTON | Primary | Southern England | BRUT |  | 33.0,11.0 | -2.4421 | 51.1151 | MELKSHAM | FROME |  | 8 | 0 | 0 | 0 |  | 5.8969 | 1.1584 |  |  |  |  | Amber |  | 0.202 |  | 0.202 | 0 |  | Red
2289ae569312e63a95ae5bcfcd2c1fef7bdc8241 | BURFORD | Primary | Southern England | BURF |  | 33.0,11.0 | -1.6279 | 51.8105 | COWLEY | WITNEY & YARNTON |  | 6.5 | 0 | 0 | 0 |  | 4.7935 | 0.76142 |  |  |  |  | Amber |  | 0 |  | 0 | 0 |  | Red
95fd4402a393663d166958eff8f9a3531957a2c5 | BUSHEY | Primary | Southern England | BUSH |  | 33.0,11.0 | -2.0341 | 50.6515 | MANNINGTON GSP | WAREHAM |  | 3.5 | 0 | 0 | 0 |  | 1.8341 | 0.48491 |  |  |  |  | Amber |  | 0 |  | 0 | 0 |  | Red
abe0c3d24007d0ae47d88bd0767f9f3162484d79 | BUTTS ASH | Primary | Southern England | BUTT |  | 33.0,11.0 | -1.4083 | 50.8492 | FAWLEY | LANGLEY |  | 23 | 0 | 0 | 0 |  | 16.7896 | 3.9455 |  |  |  |  | Amber |  | 11.5 |  | 11.5 | 0 |  | Red
85bba8a6088b31afa3e0e5dc380db849c6eb20ba | Balaldie | Primary | North Scotland | BALA |  | 33.0,11.0 | -3.9022 | 57.7928 | Alness |  |  | 4 | 0 | 0 | 0 |  | 2.45 | 0.6 |  |  |  |  | Amber |  | 0.08 |  | 0.08 | 0 |  | Amber
06383f1b0305448951ac274c45889f627f9ea56d | Balbeggie | Primary | North Scotland | BALB |  | 33.0,11.0 | -3.3401 | 56.4514 | Abernethy |  |  | 6.25 | 0 | 0 | 0 |  | 3.89 | 0.62 |  |  |  |  | Amber |  | 0.5 |  | 0.5 | 0 |  | Amber
65c5439778fa103713d8f9a69413e755a3ea840e | Baldovie | Primary | North Scotland | BALD |  | 33.0,11.0 | -2.89 | 56.4782 | Milton of Craigie |  |  | 24 | 0 | 0 | 0 |  | 13.2204 | 1.9213 |  |  |  |  | Amber |  | 4.279 |  | 4.279 | 0 |  | Green
85cd8f0ef638ab840939210b0e12ceae59f8e03c | Ballater | Primary | North Scotland | BALL |  | 33.0,11.0 | -3.0315 | 57.061 | Tarland |  |  | 15 | 0 | 0 | 0 |  | 6.4 | 1.2 |  |  |  |  | Amber |  | 0.235 |  | 0.235 | 0 |  | Green
9eb8b723e0374602307b0817760f7d326e32df5a | Balliekine | Primary | North Scotland | BALL |  | 33.0,11.0 | -5.3794 | 55.5963 | Carradale |  |  | 1 | 0 | 0 | 0 |  | 0.722 | 0.02 |  |  |  |  | Amber |  | 0.225 |  | 0.225 | 0 |  | Red
6944bf218171d1ff9db9fd9e95eaa421110eea73 | Ballindalloch | Primary | North Scotland | BALL |  | 33.0,11.0 | -3.3447 | 57.3951 | Boat of Garten |  |  | 15 | 0 | 0 | 0 |  | 3.5 | 1.1352 |  |  |  |  | Amber |  | 0 |  | 0 | 0 |  | Green
86e623d85154230a2fc6481f01ae0677546f3bb5 | Ballure | Primary | North Scotland | BALL |  | 33.0,11.0 | -5.6381 | 55.689 | Carradale |  |  | 2.5 | 0 | 0 | 0 |  | 1.184 | 0.296 |  |  |  |  | Amber |  | 0.8 |  | 0.8 | 0 |  | Amber
6ca2ef387766b465dcedacef0efc5d72a62187da | Balmedie | Primary | North Scotland | BALM |  | 33.0,11.0 | -2.0755 | 57.2583 | Dyce |  |  | 8 | 0 | 0 | 0 |  | 3.5514 | 0.68507 |  |  |  |  | Amber |  | 0 |  | 0 | 0 |  | Green
593c6eba5fb01f50f2ede71ae1edaff84e8900fc | Balnagask | Primary | North Scotland | BALN |  | 33.0,11.0 | -2.0668 | 57.138 | Clayhills |  |  | 23 | 0 | 0 | 0 |  | 8.072 | 1.998 |  |  |  |  | Amber |  | 0 |  | 0 | 0 |  | Green
2cd94de4923f52bbe53666cac682250fbd42bc5c | Banchory | Primary | North Scotland | BANC |  | 33.0,11.0 | -2.5084 | 57.0567 | Kintore |  |  | 14 | 0 | 0 | 0 |  | 11.338 | 2.4349 |  |  |  |  | Amber |  | 0.09 |  | 0.09 | 0 |  | Green
ca0dbb5fc106c4e97e220e77104fb2f1cc928faf | Barcaldine | Primary | North Scotland | BARC |  | 33.0,11.0 | -5.3127 | 56.5274 | Taynuilt |  |  | 5 | 0 | 0 | 0 |  | 3.5671 | 0.48536 |  |  |  |  | Amber |  | 2.444 |  | 9.694 | 0 |  | Amber
9c096b65798483af4084a8cb4249cf79ab5f7183 | Barvas | Primary | North Scotland | BARV |  | 33.0,11.0 | -6.5205 | 58.3485 | Stornoway |  |  | 2 | 0 | 0 | 0 |  | 2.8003 | 0.36917 |  |  |  |  | Amber |  | 0 |  | 0 | 0 |  | Amber
554081bd0d434124a1fa2a562003df4397258b7d | Battery Point | Primary | North Scotland | BATT |  | 33.0,11.0 | -6.3737 | 58.2034 | Stornoway |  |  | 16 | 0 | 0 | 0 |  | 13.467 | 2.7558 |  |  |  |  | Amber |  | 3.375 |  | 53.075 | 0 |  | Green
faed819cc5121e31d627fc7990d64ed2e08020e6 | Bettyhill | Primary | North Scotland | BETT |  | 33.0,11.0 | -4.2208 | 58.5237 | Mybster |  |  | 2.5 | 0 | 0 | 0 |  | 0.89867 | 0.1818 |  |  |  |  | Amber |  | 0 |  | 9.8 | 0 |  | Amber
fa4dd1029c85b08cb0faec8b0047a2e5acef3eae | Bilbohal | Primary | North Scotland | BILB |  | 33.0,11.0 | -3.3285 | 57.637 | Elgin |  |  | 24 | 0 | 0 | 0 |  | 4.5541 | 1.3755 |  |  |  |  | Amber |  | 0 |  | 0 | 0 |  | Green
d47327ba7bb6c1273faf18a4578f605c47fcbc7a | Blackmount | Primary | North Scotland | BLAC |  | 33.0,11.0 | -4.7647 | 56.5338 | Rannoch |  |  | 0.1 | 0 | 0 | 0 |  | 0.04 | 0.01 |  |  |  |  | Amber |  | 0 |  | 0 | 0 |  | Red
fa449c2e7f0012c8a69930366157f2565adcb533 | Blackstand | Primary | North Scotland | BLAC |  | 33.0,11.0 | -4.1598 | 57.6039 | Beauly |  |  | 6 | 0 | 0 | 0 |  | 2.6369 | 0.61 |  |  |  |  | Amber |  | 0 |  | 0 | 0 |  | Green
f1689fd92cdc778942690f9f12cb2915180192bd | Blairgowrie | Primary | North Scotland | BLAI |  | 33.0,11.0 | -3.3246 | 56.5858 | Coupar Angus |  |  | 23 | 0 | 0 | 0 |  | 9.2207 | 2.4161 |  |  |  |  | Amber |  | 0.325 |  | 0.325 | 0 |  | Green
35e117d435747e7e16c3f09d2f5619a0d18dbd99 | Blairlinnans | Primary | North Scotland | BLAI |  | 33.0,11.0 | -4.558 | 56.0324 | Strathleven |  |  | 2.5 | 0 | 0 | 0 |  | 0.336 | 0.044786 |  |  |  |  | Amber |  | 0.294 |  | 0.294 | 0 |  | Amber
41abc1bc90b688c3d82e28676759c75ed03c2eaf | Boat of Garten | Primary | North Scotland | BOAT |  | 33.0,11.0 | -3.7319 | 57.2536 | Boat of Garten |  |  | 5 | 0 | 0 | 0 |  | 3.4 | 0.57059 |  |  |  |  | Amber |  | 0 |  | 0 | 0 |  | Green
275289ad89ab6fc1c9b6c55e905e733ec55e78bc | Boddam | Primary | North Scotland | BODD |  | 33.0,11.0 | -1.7979 | 57.4727 | Peterhead Shell |  |  | 15 | 0 | 0 | 0 |  | 6.5249 | 1.2842 |  |  |  |  | Amber |  | 0 |  | 0 | 0 |  | Green
296359c61b5f880676c727d789e6b95cc0c09ac6 | Bonawe | Primary | North Scotland | BONA |  | 33.0,11.0 | -5.2279 | 56.4506 | Taynuilt |  |  | 0.5 | 0 | 0 | 0 |  | 0.12 | 0 |  |  |  |  | Amber |  | 0 |  | 0 | 0 |  | Red
fd4883d797ccc2cdb803f4d697b10ff429f6642f | Bonskeid | Primary | North Scotland | BONS |  | 33.0,11.0 | -3.7842 | 56.7248 | Tummel Bridge |  |  | 5 | 0 | 0 | 0 |  | 3.8743 | 0.80954 |  |  |  |  | Amber |  | 0.1 |  | 0.1 | 0 |  | Green
d12b504f6e74240346af94982be01cf5b272628e | Bowmore | Primary | North Scotland | BOWM |  | 33.0,11.0 | -6.2733 | 55.7608 | Port Ann |  |  | 8 | 0 | 0 | 0 |  | 3.1094 | 0.69133 |  |  |  |  | Amber |  | 6.37 |  | 6.37 | 0 |  | Amber
1793d739d698fa92dd04ab8e9d6ca0236ec0ee85 | Brae | Primary | North Scotland | BRAE |  | 33.0,11.0 | -1.3478 | 60.4016 | Shetland |  |  | 5 | 0 | 0 | 0 |  | 3.1545 | 1.2 |  |  |  |  | Amber |  | 0.5 |  | 0.5 | 0 |  | Red
77f48bbc6cf9b7d13eb376056de4c3e86efb24ec | Brechin | Primary | North Scotland | BREC |  | 33.0,11.0 | -2.639 | 56.7272 | Bridge of Dun |  |  | 12.5 | 0 | 0 | 0 |  | 7.59 | 1.759 |  |  |  |  | Amber |  | 1.005 |  | 1.005 | 0 |  | Green
694c429bed9b31ab039bae5ab6c6b7326ca85f2f | Bridge of Don | Primary | North Scotland | BRID |  | 33.0,11.0 | -2.0987 | 57.1824 | Persley |  |  | 24 | 0 | 0 | 0 |  | 16.3113 | 2.9122 |  |  |  |  | Amber |  | 2.785 |  | 2.785 | 0 |  | Green
71469e1446d5df05f9838881cf23d166a06f7b81 | Bridge of Dun | Primary | North Scotland | BRID |  | 33.0,11.0 | -2.5568 | 56.7204 | Bridge of Dun |  |  | 2.5 | 0 | 0 | 0 |  | 1.13 | 0.18611 |  |  |  |  | Amber |  | 0.68 |  | 0.68 | 0 |  | Amber
86611a59bc150757b47aa9c84d05626dfb263ea3 | Bridge of Earn | Primary | North Scotland | BRID |  | 33.0,11.0 | -3.4035 | 56.3443 | Abernethy |  |  | 8 | 0 | 0 | 0 |  | 3.28 | 0.56 |  |  |  |  | Amber |  | 0 |  | 0 | 0 |  | Green
5aacace00f6de324fc0069aef0823ca112264fad | Bridge of Gaur | Primary | North Scotland | BRID |  | 33.0,11.0 | -4.4395 | 56.6877 | Rannoch |  |  | 1 | 0 | 0 | 0 |  | 0.46 | 0.04 |  |  |  |  | Amber |  | 0.45 |  | 0.45 | 0 |  | Red
ab68fec24e093e9403efc6305bfecd86594fd761 | Broadford | Primary | North Scotland | BROA |  | 33.0,11.0 | -5.9361 | 57.2482 | Broadford |  |  | 6.5 | 0 | 0 | 0 |  | 1.686 | 0.52093 |  |  |  |  | Amber |  | 1.65 |  | 1.65 | 0 |  | Green
eb718ac6a6fa0cd3e86bcc8f07c53756b92a4702 | Brodick | Primary | North Scotland | BROD |  | 33.0,11.0 | -5.1426 | 55.5724 | Carradale |  |  | 8 | 0 | 0 | 0 |  | 7.543 | 1.0995 |  |  |  |  | Amber |  | 0.114 |  | 0.114 | 0 |  | Green
c25b98c5bf547c853b6213fc20195ec6faa717d0 | Brora | Primary | North Scotland | BROR |  | 33.0,11.0 | -3.8553 | 58.0138 | Brora |  |  | 5 | 0 | 0 | 0 |  | 2.7436 | 0.59058 |  |  |  |  | Amber |  | 0.194 |  | 27.394 | 0 |  | Green
db340d27e77e3276e5874cf1f9f102625c10cbba | Broughty Ferry | Primary | North Scotland | BROU |  | 33.0,11.0 | -2.8673 | 56.4659 | Milton of Craigie |  |  | 10 | 0 | 0 | 0 |  | 8.56 | 1.92 |  |  |  |  | Amber |  | 0.05 |  | 0.05 | 0 |  | Green
9ca00279764a272d38fda0f17cd2eaf4e1f6e2eb | Bruchag | Primary | North Scotland | BRUC |  | 33.0,11.0 | -5.0087 | 55.7712 | Dunoon |  |  | 5 | 0 | 0 | 0 |  | 3.9865 | 0.42015 |  |  |  |  | Amber |  | 0 |  | 0 | 0 |  | Green
947f85c1ddcb79c664f2cd03847ec122aca20326 | Buckie | Primary | North Scotland | BUCK |  | 33.0,11.0 | -2.9523 | 57.6695 | Keith |  |  | 24 | 0 | 0 | 0 |  | 10.6649 | 2.5275 |  |  |  |  | Amber |  | 0.85 |  | 0.85 | 0 |  | Green
f08dee3967017f9d58efc9464ec47d79916538cb | Bunoich | Primary | North Scotland | BUNO |  | 33.0,11.0 | -4.685 | 57.1491 | Fort Augustus |  |  | 2 | 0 | 0 | 0 |  | 0.35034 | 0.042825 |  |  |  |  | Amber |  | 0 |  | 0 | 0 |  | Amber
2ce51ec3486e06f744287adb007ebee05459b080 | Burgar Hill | Primary | North Scotland | BURG |  | 33.0,11.0 | -3.1467 | 59.1165 | Thurso |  |  | 8 | 0 | 0 | 0 |  | 1.92 | 0.11731 |  |  |  |  | Amber |  | 5.8 |  | 5.8 | 0 |  | Amber
d1583e2ee10b57b1134c2acdf901da3c57819b2e | Burghead | Primary | North Scotland | BURG |  | 33.0,11.0 | -3.467 | 57.7003 | Elgin |  |  | 15 | 0 | 0 | 0 |  | 7.2092 | 1.9022 |  |  |  |  | Amber |  | 0 |  | 0 | 0 |  | Green
f352b5bf585c92c7cec22301a4f9db417044f80a | Burghmuir | Primary | North Scotland | BURG |  | 33.0,11.0 | -3.4879 | 56.3966 | Burghmuir |  |  | 12.5 | 0 | 0 | 0 |  | 11.54 | 2.8 |  |  |  |  | Amber |  | 0.125 |  | 51.571 | 0 |  | Green
66202851211467238874f408975795fb8cad5097 | Butterbridge | Primary | North Scotland | BUTT |  | 33.0,11.0 | -4.9179 | 56.2475 | Clachan |  |  | 0.15 | 0 | 0 | 0 |  | 0.02 | 0.005 |  |  |  |  | Amber |  | 0 |  | 0 | 0 |  | Red
76a455986c806b8126e67dcd5eee93839da1ff83 | CALNE | Primary | Southern England | CALN |  | 33.0,11.0 | -1.9939 | 51.4513 | MELKSHAM | CHIPPENHAM |  | 21 | 0 | 0 | 0 |  | 17.3276 | 3.296 |  |  |  |  | Amber |  | 5 |  | 12.5 | 0 |  | Red
72b559b701c2623f6d113e7985ebd28bf494cc13 | CAMBERLEY | Primary | Southern England | CAMB |  | 33.0,11.0 | -0.75933 | 51.3277 | FLEET BRAMLEY | CAMBERLEY MAIN |  | 80 | 0 | 0 | 0 |  | 27.0959 | 9.4864 |  |  |  |  | Amber |  | 0 |  | 0 | 0 |  | Green
cd87fabe9dc6ed13f525fa21c91a2d4023d5b941 | CANAL BANK 11KV | Primary | Southern England | CANA |  | 22.0,6.6 | -0.25777 | 51.5336 | WILLESDEN | GREENFORD |  | 60 | 0 | 0 | 0 |  | 45.6511 | 16.3008 |  |  |  |  | Amber |  | 0 |  | 0 | 0 |  | Amber
d2874c4fee35ceb2ce0ed04a7f8f8683e6d3d047 | CANAL BANK 6.6KV | Primary | Southern England | CANA |  | 66.0,11.0 | -0.25752 | 51.5325 | WILLESDEN | ACTON LANE |  | 14.9 | 0 | 0 | 0 |  | 8.8 | 0.7 |  |  |  |  | Amber |  | 0 |  | 0 | 0 |  | Amber
0645754edf4560288447c77ab0937d1db8a032b9 | CARTERTON | Primary | Southern England | CART |  | 33.0,11.0 | -1.5919 | 51.7681 | COWLEY | WITNEY & YARNTON |  | 30 | 0 | 0 | 0 |  | 20.5564 | 4.9537 |  |  |  |  | Amber |  | 0 |  | 0 | 0 |  | Red
e3d11b09f84acc962863db2b077cd917f6a35f39 | CASTLE CARY | Primary | Southern England | CAST |  | 33.0,11.0 | -2.5075 | 51.0777 | AXMINSTER | YEOVIL |  | 11.6 | 0 | 0 | 0 |  | 5.9323 | 1.098 |  |  |  |  | Amber |  | 5.12 |  | 5.12 | 0 |  | Red
eff77d6a2db33d132d2df931fba6246fccc01374 | CAUSEWAY | Primary | Southern England | CAUS |  | 33.0,11.0 | -0.52323 | 51.4347 | LALEHAM | STAINES |  | 43.2 | 0 | 0 | 0 |  | 23.104 | 6.3283 |  |  |  |  | Amber |  | 6.1 |  | 6.1 | 0 |  | Green
b9212ae3cd34d285a7d04bc79ab55d565f643d16 | CAVERSHAM | Primary | Southern England | CAVE |  | 33.0,11.0 | -0.96972 | 51.4762 | FLEET BRAMLEY | READING TOWN |  | 30 | 0 | 0 | 0 |  | 12.6957 | 2.7283 |  |  |  |  | Amber |  | 0 |  | 0 | 0 |  | Green
963336504262110785980f5c349d5e292841067b | CENTRAL | Primary | Southern England | CENT |  | 33.0,11.0 | -1.8547 | 50.7271 | MANNINGTON GSP | BOURNEMOUTH |  | 30 | 0 | 0 | 0 |  | 28.4742 | 7.1184 |  |  |  |  | Amber |  | 0 |  | 5.4 | 0 |  | Green
7e84429ac68af48304e31043f1c1950eb5b5d2dd | CENTRAL BRIDGE | Primary | Southern England | CENT |  | 33.0,11.0 | -1.3956 | 50.8992 | NURSLING | ROWNHAMS |  | 40 | 0 | 0 | 0 |  | 20.2263 | 4.1513 |  |  |  |  | Amber |  | 0 |  | 0 | 0 |  | Green
d1709bae7fc3238b8ba80b1d0c8a5c3c0a89cb25 | CERNE ABBAS | Primary | Southern England | CERN |  | 33.0,11.0 | -2.4818 | 50.8079 | CHICKERELL GSP | CHICKERELL |  | 2.6 | 0 | 0 | 0 |  | 1.6419 | 1 |  |  |  |  | Amber |  | 0 |  | 0 | 0 |  | Red
5350736019d7afd4f81c8f0de015f33ff7177e8c | CHALVEY | Primary | Southern England | CHAL |  | 33.0,11.0 | -0.60724 | 51.5045 | IVER 132KV | CHALVEY |  | 76 | 0 | 0 | 0 |  | 38.6185 | 11.4861 |  |  |  |  | Amber |  | 2.5 |  | 8.8 | 0 |  | Green
f8218ab5322a33fe5448f5f48b9f27cec404771a | CHANDLERS FORD | Primary | Southern England | CHAN |  | 33.0,11.0 | -1.3819 | 50.9915 | NURSLING | ROWNHAMS | [6 empty] | 13.3403 | 2.774 | [6 empty] | 0 |  | 0 | 0 |  | Green
e64a892ee98fce1765bfa7a26c56b3f97adb641d | CHANDLERSFORD | Primary | Southern England | CHAN |  | 33.0,11.0 | -1.3819 | 50.9915 | NURSLING | VELMORE |  | 30 | 0 | 0 | 0 |  | 12.5998 | 2.9345 |  |  |  |  | Amber
bdd6ef9a78b5c77b60c56b98dbde87be3be72618 | CHAPEL | Primary | Southern England | CHAP |  | 33.0,6.6 | -1.3918 | 50.9054 | NURSLING | ROWNHAMS |  | 15 | 0 | 0 | 0 |  | 12.4009 | 2.7304 |  |  |  |  | Amber |  | 0 |  | 0 | 0 |  | Green
15d49dcf9aea85cfe0efcd8bce746b45ffe6ef44 | CHARLBURY | Primary | Southern England | CHAR |  | 33.0,11.0 | -1.4772 | 51.863 | COWLEY | WITNEY & YARNTON |  | 15 | 0 | 0 | 0 |  | 5.1294 | 1.2 |  |  |  |  | Amber |  | 0.078 |  | 4.378 | 0 |  | Red
1b7fd9b34356b2e306770a7fc50ac42658a7c954 | CHARMINSTER | Primary | Southern England | CHAR |  | 33.0,11.0 | -2.464 | 50.737 | CHICKERELL GSP | CHICKERELL |  | 12 | 0 | 0 | 0 |  | 9.439 | 1.9 |  |  |  |  | Amber |  | 0 |  | 0 | 0 |  | Amber
0e788ac8a5b2ecc0330283696ee994ef2fb9e104 | CHICHESTER | Primary | Southern England | CHIC |  | 33.0,11.0 | -0.69024 | 50.8589 | LOVEDEAN | CHICHESTER & HUNSTON |  | 23 | 0 | 0 | 0 |  | 16.0736 | 3.4198 |  |  |  |  | Amber |  | 16.35 |  | 16.35 | 0 |  | Amber
8161e5804db1a542711d494abdde9f0818a86680 | CHICKERELL | Primary | Southern England | CHIC |  | 33.0,11.0 | -2.4887 | 50.6231 | CHICKERELL GSP | CHICKERELL |  | 14.8 | 0 | 0 | 0 |  | 8.0566 | 2 |  |  |  |  | Amber |  | 4.769 |  | 4.769 | 0 |  | Amber
ee6871e9ad525119d114e9e5bb6c9f046870d597 | CHILTON CANTELLO | Primary | Southern England | CHIL |  | 33.0,11.0 | -2.6014 | 50.9922 | AXMINSTER | YEOVIL |  | 9.75 | 0 | 0 | 0 |  | 8.7505 | 2.7125 |  |  |  |  | Amber
3be5aa53975195329d00af22e12a44a6fa5a74a1 | CHILTON CANTELO | Primary | Southern England | CHIL |  | 33.0,11.0 | -2.6014 | 50.9922 | AXMINSTER | YEOVIL | [6 empty] | 11.2238 | 2.4709 | [6 empty] | 5 |  | 5 | 0 |  | Red
77a31796f5491f31f55104c54e6d4a4879749e8e | CHINEHAM | Primary | Southern England | CHIN |  | 33.0,11.0 | -1.0726 | 51.2995 | BRAMLEY (BASI) | BASINGSTOKE T1B & T2B |  | 30 | 0 | 0 | 0 |  | 16.4234 | 3.7212 |  |  |  |  | Amber |  | 1.368 |  | 1.368 | 0 |  | Green
ed0c902a67d6a4aa5a4f54a33ea92571ffd97ce2 | CHIPPING NORTON | Primary | Southern England | CHIP |  | 33.0,11.0 | -1.5447 | 51.9384 | COWLEY | WITNEY & YARNTON |  | 15 | 0 | 0 | 0 |  | 10.2636 | 3.3532 |  |  |  |  | Amber |  | 0.05 |  | 0.05 | 0 |  | Red
cdc49d6f0d2f5e8920cc46bc8d2a3d2092ac3fdd | CHISBRIDGE | Primary | Southern England | CHIS |  | 33.0,11.0 | -0.84266 | 51.5953 | COWLEY | HIGH WYCOMBE |  | 9.8 | 0 | 0 | 0 |  | 5.5657 | 1.8036 |  |  |  |  | Amber |  | 0 |  | 0 | 0 |  | Red
0d79e2cb4aeeab7659219b288e60b52e466171d7 | CHISLEDON | Primary | Southern England | CHIS |  | 33.0,11.0 | -1.729 | 51.5181 | MINETY | TOOTHILL |  | 15 | 0 | 0 | 0 |  | 4.2493 | 1.2047 |  |  |  |  | Amber |  | 0 |  | 0 | 0 |  | Red
fa6099f227ee600a824d99b1ef7364349d9ad752 | CHOBHAM | Primary | Southern England | CHOB |  | 33.0,11.0 | -0.60536 | 51.3596 | FLEET BRAMLEY | BRACKNELL RESERVE |  | 14.3 | 0 | 0 | 0 |  | 10.4674 | 2.1826 |  |  |  |  | Amber |  | 0 |  | 0 | 0 |  | Green
6c60a265cb5d914b761f56d70cfe952cc090132a | CHOLSEY | Primary | Southern England | CHOL |  | 33.0,11.0 | -1.1607 | 51.5578 | COWLEY | DRAYTON |  | 15 | 0 | 0 | 0 |  | 7.7731 | 1.253 |  |  |  |  | Amber |  | 0.3 |  | 0.3 | 0 |  | Red
49eed5fec18216c2b5b309447487c49bbe62b042 | CHRISTCHURCH | Primary | Southern England | CHRI |  | 33.0,11.0 | -1.7789 | 50.7387 | MANNINGTON GSP | CHRISTCHURCH |  | 39 | 0 | 0 | 0 |  | 22.2971 | 5.6128 |  |  |  |  | Amber |  | 0 |  | 0 | 0 |  | Green
bea82ea705f2bdb69ea7cff16b44de4b76bc29cc | CHURCH ROAD | Primary | Southern England | CHUR |  | 22.0,11.0 | -0.46456 | 51.4343 | LALEHAM | EAST BEDFONT A |  | 12.5 | 0 | 0 | 0 |  | 12.7588 | 1.8629 |  |  |  |  | Amber |  | 0 |  | 0 | 0 |  | Green
562f6f3240eb181eb92d28c31270cf7410de143b | CIRENCESTER TOWN | Primary | Southern England | CIRE |  | 33.0,11.0 | -1.961 | 51.7062 | MINETY | CIRENCESTER |  | 21 | 0 | 0 | 0 |  | 16.8364 | 4.0009 |  |  |  |  | Amber |  | 0 |  | 1 | 0 |  | Amber
4247a234744c9fb941ecf31eeb66e94e4815af0a | CLARENCE ROAD | Primary | Southern England | CLAR |  | 33.0,11.0 | -0.62385 | 51.4806 | IVER 132KV | CIPPENHAM |  | 45 | 0 | 0 | 0 |  | 32.3824 | 8.8434 |  |  |  |  | Amber |  | 0 |  | 0 | 0 |  | Green
49512f31c325af5972ad720bca3d477adaa3ed66 | COCKLEBURY | Primary | Southern England | COCK |  | 33.0,11.0 | -2.1102 | 51.4637 | MELKSHAM | CHIPPENHAM |  | 35.5 | 0 | 0 | 0 |  | 17.2425 | 4.5953 |  |  |  |  | Amber |  | 0 |  | 0 | 0 |  | Red
1bbd57dd38af6abe7cff7673fa8f5c704dc905ad | CODFORD | Primary | Southern England | CODF |  | 33.0,11.0 | -2.0391 | 51.1554 | MELKSHAM | FROME |  | 5 | 0 | 0 | 0 |  | 3.4503 | 1.5529 |  |  |  |  | Amber |  | 2 |  | 2 | 0 |  | Red
b4bf4a96becc4fbc81da13da8636d84628c27a51 | COKES LANE | Primary | Southern England | COKE |  | 22.0,6.6 | -0.56585 | 51.6675 | IVER 132KV | DENHAM |  | 16.2 | 0 | 0 | 0 |  | 7.0431 | 1.2698 |  |  |  |  | Amber |  | 0 |  | 0 | 0 |  | Green
0c9cab1835debef70336715b03a63457ca78597a | COLLEGE PARK | Primary | Southern England | COLL |  | 33.0,11.0 | -1.0659 | 50.8197 | LOVEDEAN | WYMERING & FORT WIDLEY |  | 13 | 0 | 0 | 0 |  | 11.4345 | 2.8141 |  |  |  |  | Amber |  | 0 |  | 0 | 0 |  | Green
7e55f2a725d639ee7a3a0b71ae73247f57b749dd | CORDWALLIS | Primary | Southern England | CORD |  | 33.0,11.0 | -0.72851 | 51.5286 | FLEET BRAMLEY | MAIDENHEAD |  | 30 | 0 | 0 | 0 |  | 20.8987 | 6.432 |  |  |  |  | Amber |  | 0 |  | 0 | 0 |  | Red
0e039d7a008537f992d8103a6daa1817563fae9f | CORFE MULLEN | Primary | Southern England | CORF |  | 33.0,11.0 | -2.0198 | 50.7654 | MANNINGTON GSP | LYTCHETT |  | 30 | 0 | 0 | 0 |  | 16.2283 | 1.3609 |  |  |  |  | Amber |  | 1.15 |  | 1.15 | 0 |  | Green
d6b0a2373d89e892b09d3cc82ee92abec179def2 | CORSHAM | Primary | Southern England | CORS |  | 33.0,11.0 | -0.92698 | 51.4588 | MELKSHAM | NORRINGTON |  | 10 | 0 | 0 | 0 |  | 11.276 | 2.6303 |  |  |  |  | Amber |  | 2 |  | 2 | 0 |  | Green
a762dd24a5eec3fc456fbbe89369ca9966a278eb | COTTISFORD | Primary | Southern England | COTT |  | 33.0,11.0 | -1.1413 | 51.9755 | EAST CLAYDON | BICESTER NORTH |  | 2.5 | 0 | 0 | 0 |  | 2.3 | 0.25393 |  |  |  |  | Amber |  | 10 |  | 10 | 0 |  | Red
8ecfa0cb2ad1ce044095d94044189b0b5cf3fb1c | COURAGES | Primary | Southern England | COUR |  | 33.0,11.0 | -0.97751 | 51.4174 | FLEET BRAMLEY | BURGHFIELD MAIN |  | 26.5 | 0 | 0 | 0 |  | 18.5684 | 4.6537 |  |  |  |  | Amber |  | 2.2 |  | 5.7 | 0 |  | Green
87316fe65157332271e664580f8ddbfd6d494b41 | COVE | Primary | Southern England | COVE |  | 33.0,11.0 | -0.7761 | 51.2963 | FLEET BRAMLEY | CAMBERLEY RESERVE |  | 24 | 0 | 0 | 0 |  | 9.6301 | 2.372 |  |  |  |  | Amber |  | 0 |  | 0 | 0 |  | Green
37951578a01d29f710de4f8ec177d56c714d9e78 | COWES POWER STATION | Primary | Southern England | COWE |  | 33.0,11.0 | -1.2853 | 50.7457 | FAWLEY | COWES & WOOTTON COMMON |  | 30 | 0 | 0 | 0 |  | 20.4687 | 5.6689 |  |  |  |  | Amber |  | 3.5 |  | 3.5 | 0 |  | Red
dd5eadec1372f2fed90cd266973ea92f94d3e8d7 | COWLEY LOCAL | Primary | Southern England | COWL |  | 33.0,11.0 | -1.1902 | 51.7247 | COWLEY | COWLEY LOCAL MAIN |  | 30 | 0 | 0 | 0 |  | 24.3162 | 5.9442 |  |  |  |  | Amber |  | 0.709 |  | 0.709 | 0 |  | Green
56f3eef4f2cc5502c8511cbddcea2a66dfeed901 | COXMOOR WOOD | Primary | Southern England | COXM |  | 33.0,11.0 | -0.87976 | 51.2508 | FLEET BRAMLEY | COXMOOR WOOD |  | 9.5 | 0 | 0 | 0 |  | 7.2643 | 1.9687 |  |  |  |  | Amber |  | 0 |  | 0 | 0 |  | Green
5c6788b58888cdb51c6b9f13d94804ea0faa27cb | CREEKMOOR | Primary | Southern England | CREE |  | 33.0,11.0 | -1.9929 | 50.7465 | MANNINGTON GSP | LYTCHETT |  | 26 | 0 | 0 | 0 |  | 14.6394 | 3.506 |  |  |  |  | Amber |  | 1.024 |  | 1.024 | 0 |  | Green
828b98d9e255e0a0c1a16e23e561324a21e80088 | CRICKLADE | Primary | Southern England | CRIC |  | 33.0,11.0 | -1.865 | 51.6381 | MINETY | CIRENCESTER |  | 15 | 0 | 0 | 0 |  | 8.5118 | 2.0485 |  |  |  |  | Amber |  | 0 |  | 0 | 0 |  | Red
d6e1c1ac2cc20f4cf19cd22a497cf5629b2fbbec | CROCKERTON | Primary | Southern England | CROC |  | 33.0,11.0 | -2.1774 | 51.1889 | MELKSHAM | FROME |  | 14 | 0 | 0 | 0 |  | 12.109 | 2.5932 |  |  |  |  | Amber |  | 1 |  | 1 | 0 |  | Red
bbfcee3969407f46c8a5425fc8f659ff6c666d98 | CROOKHAM | Primary | Southern England | CROO |  | 33.0,11.0 | -0.83047 | 51.2735 | FLEET BRAMLEY | COXMOOR WOOD |  | 24 | 0 | 0 | 0 |  | 12.6152 | 2.1 |  |  |  |  | Amber
73b8013cac861b4c91ca7b0c13073d908d292e64 | CROOKHAM | Primary | Southern England | CROO |  | 33.0,11.0 | -0.83047 | 51.2735 | FLEET BRAMLEY | COXMOOR WOOD | [6 empty] | 12.2566 | 2.1338 | [6 empty] | 0 |  | 0 | 0 |  | Green
dd8f36d4334fc4c035e63042007f8a5bf5c8975b | CROWTHORNE | Primary | Southern England | CROW |  | 33.0,11.0 | -0.78773 | 51.3722 | FLEET BRAMLEY | CAMBERLEY MAIN |  | 30 | 0 | 0 | 0 |  | 22.5385 | 4.8858 |  |  |  |  | Amber |  | 0 |  | 0 | 0 |  | Green
1810dac08c523d35cd6563b118cb1d61a3ec0bde | Callander | Primary | North Scotland | CALL |  | 33.0,11.0 | -4.212 | 56.2365 | Braco |  |  | 8 | 0 | 0 | 0 |  | 5.5411 | 0.70631 |  |  |  |  | Amber |  | 1.525 |  | 2.025 | 0 |  | Green
5f488811942a9d1ac08a95b2e1b57352930dfd61 | Callanish | Primary | North Scotland | CALL |  | 33.0,11.0 | -6.7332 | 58.2028 | Stornoway |  |  | 2.5 | 0 | 0 | 0 |  | 2.1861 | 0.33302 |  |  |  |  | Amber |  | 0.9 |  | 0.9 | 0 |  | Amber
86141dfdba1d30f82ea90e0797a8961bae6824f9 | Calvine | Primary | North Scotland | CALV |  | 33.0,11.0 | -3.9616 | 56.7636 | Tummel Bridge |  |  | 2.5 | 0 | 0 | 0 |  | 1.2279 | 0.94922 |  |  |  |  | Amber |  | 0.1 |  | 0.1 | 0 |  | Amber
3516c88d06a84ed3672a811304afce49447ba83d | Campbeltown | Primary | North Scotland | CAMP |  | 33.0,11.0 | -5.6127 | 55.4272 | Carradale |  |  | 15 | 0 | 0 | 0 |  | 7.9345 | 2.3066 |  |  |  |  | Amber |  | 0.875 |  | 50.975 | 0 |  | Green
6ccd5facbf430309d41a6719f65fa456357bcdaf | Caputh | Primary | North Scotland | CAPU |  | 33.0,11.0 | -3.4771 | 56.5456 | Coupar Angus |  |  | 15 | 0 | 0 | 0 |  | 6.67 | 1.264 |  |  |  |  | Amber |  | 1.05 |  | 1.05 | 0 |  | Green
b51fcc73b02bb636f39c4138dff561aab3864f1a | Carnoustie | Primary | North Scotland | CARN |  | 33.0,11.0 | -2.7225 | 56.5086 | Arbroath |  |  | 10 | 0 | 0 | 0 |  | 8.0034 | 2.0597 |  |  |  |  | Amber |  | 0.243 |  | 0.243 | 0 |  | Green
a170c7acf9a787e8258572d2c8db6532f2265d45 | Cashlie | Primary | North Scotland | CASH |  | 33.0,11.0 | -4.4299 | 56.5475 | Killin |  |  | 1 | 0 | 0 | 0 |  | 0.222 | 0 |  |  |  |  | Amber |  | 0 |  | 0 | 0 |  | Red
5b2e0fbc19d13baffcab4d98d37cab675ed2ef86 | Chaorach | Primary | North Scotland | CHAO |  | 33.0,11.0 | -4.5075 | 56.4148 | Killin |  |  | 4 | 0 | 0 | 0 |  | 0.3 | 0.02 |  |  |  |  | Amber
7575df1788f0041b7ea5a14b04d8902e147fd9c2 | Charles Avenue | Primary | North Scotland | CHAR |  | 33.0,11.0 | -2.6043 | 56.5604 | Arbroath |  |  | 10 | 0 | 0 | 0 |  | 10.5122 | 2.2443 |  |  |  |  | Amber |  | 0.325 |  | 0.325 | 0 |  | Green
92169faa5f69d2dde983e2e5cfbf4beb18629603 | Charleston | Primary | North Scotland | CHAR |  | 33.0,11.0 | -3.0448 | 56.4741 | Charleston |  |  | 10 | 0 | 0 | 0 |  | 5.968 | 1.502 |  |  |  |  | Amber |  | 0 |  | 0 | 0 |  | Green
a9f221b53b635d33085e2f3d88ac7fa7de9b1875 | Clachan | Primary | North Scotland | CLAC |  | 33.0,11.0 | -7.3214 | 57.5569 | Ardmore |  |  | 2.5 | 0 | 0 | 0 |  | 2.0854 | 0.51988 |  |  |  |  | Amber |  | 0 |  | 0 | 0 |  | Amber
624b3961e74f9837c237f9e56db7ad150bff82a1 | Claonaig | Primary | North Scotland | CLAO |  | 33.0,11.0 | -5.3973 | 55.7545 | Carradale |  |  | 0.2 | 0 | 0 | 0 |  | 0.187 | 0.03 |  |  |  |  | Amber |  | 0 |  | 0 | 0 |  | Red
c8265fa2072c05f5e7234f907944e3d660bdfb0a | Clayhills | Primary | North Scotland | CLAY |  | 33.0,11.0 | -2.1 | 57.1405 | Clayhills |  |  | 24 | 0 | 0 | 0 |  | 17.562 | 5.096 |  |  |  |  | Amber |  | 0 |  | 0 | 0 |  | Green
0ad3443aa6b2df236c63df0ca4145235c3ab96d4 | Coldbackie | Primary | North Scotland | COLD |  | 33.0,11.0 | -4.3667 | 58.5026 | Mybster |  |  | 2.5 | 0 | 0 | 0 |  | 0.76313 | 0.16254 |  |  |  |  | Amber |  | 0 |  | 0 | 0 |  | Amber
79b7e73ed77364fa830dc7dea0b6a974611a1b1c | Colintraive | Primary | North Scotland | COLI |  | 33.0,11.0 | -5.1514 | 55.926 | Dunoon |  |  | 0.3 | 0 | 0 | 0 |  | 0.232 | 0.0059 |  |  |  |  | Amber |  | 0.3 |  | 0.3 | 0 |  | Red
2f4bf77cc582214a7fabe0a5396db6c3401fa5ff | Coll | Primary | North Scotland | COLL |  | 33.0,11.0 | -6.3083 | 58.2775 | Stornoway |  |  | 6 | 0 | 0 | 0 |  | 2.0277 | 0.091712 |  |  |  |  | Amber |  | 0.9 |  | 0.9 | 0 |  | Green
98539a95c9b2cc64c2ca9ec5f0318cc138bbb486 | Commerce Street | Primary | North Scotland | COMM |  | 33.0,11.0 | -2.0873 | 57.1474 | Clayhills |  |  | 23 | 0 | 0 | 0 |  | 15.562 | 4.776 |  |  |  |  | Amber |  | 0 |  | 0 | 0 |  | Green
a3fb37c869fb043fbc44ca5d3b213173ad89dcbe | Comrie | Primary | North Scotland | COMR |  | 33.0,11.0 | -3.9952 | 56.378 | St Fillans |  |  | 0.5 | 0 | 0 | 0 |  | 0.03 | 0.008 |  |  |  |  | Amber |  | 0 |  | 0 | 0 |  | Red
fc3b1f57a5cb942f91af965b7ac6607df68dec93 | Comrie 2 | Primary | North Scotland | COMR |  | 33.0,11.0 | -3.9952 | 56.378 | St Fillans |  |  | 0.1 | 0 | 0 | 0 |  | 0.03 | 0.008 |  |  |  |  | Amber
84225f8308774688e845cef54d997bfcffa9b688 | Connel | Primary | North Scotland | CONN |  | 33.0,11.0 | -5.3895 | 56.4515 | Taynuilt |  |  | 8 | 0 | 0 | 0 |  | 1.5582 | 0.22523 |  |  |  |  | Amber |  | 0.1 |  | 0.1 | 0 |  | Green
966203ccff86392911df96589e8768915d08d929 | Conon Bridge | Primary | North Scotland | CONO |  | 33.0,11.0 | -4.4258 | 57.5662 | Beauly |  |  | 6.25 | 0 | 0 | 0 |  | 3.2603 | 0.58578 |  |  |  |  | Amber |  | 0.0185 |  | 0.0185 | 0 |  | Green
40374053fe846843a2f97546b3b04d1a8cdb813d | Conon Falls | Primary | North Scotland | CONO |  | 33.0,11.0 | -4.6986 | 57.5795 | Grudie Bridge |  |  | 0.5 | 0 | 0 | 0 |  | 0.317 | 0.08 |  |  |  |  | Amber |  | 0.19 |  | 0.19 | 0 |  | Red
e0285d8a12c4db0f24bef2ddefb2648e856148d3 | Conon Falls 2 | Primary | North Scotland | CONO |  | 33.0,11.0 | -4.6986 | 57.5795 | Grudie Bridge |  |  | 0.5 | 0 | 0 | 0 |  | 0.317 | 0.08 |  |  |  |  | Amber
97781c180e1f9e6e8dd8ad7af9e155eae843e42e | Constable Street | Primary | North Scotland | CONS |  | 33.0,11.0 | -2.9607 | 56.4658 | Dudhope |  |  | 30 | 0 | 0 | 0 |  | 13.7751 | 8.2274 |  |  |  |  | Amber |  | 3.457 |  | 3.557 | 0 |  | Green
08f623a6cd826b5e81f71c8bce50a4f6af714cc6 | Contullich | Primary | North Scotland | CONT |  | 33.0,11.0 | -4.2865 | 57.704 | Alness |  |  | 0.1 | 0 | 0 | 0 |  | 0.05 | 0.01 |  |  |  |  | Amber |  | 0 |  | 0 | 0 |  | Red
f923f7c8aac1ef1196707c3814c28a0183b50edc | Corran | Primary | North Scotland | CORR |  | 33.0,11.0 | -5.2282 | 56.7179 | Fort William |  |  | 2.5 | 0 | 0 | 0 |  | 1.54 | 0.42 |  |  |  |  | Amber |  | 0.14 |  | 0.14 | 0 |  | Amber
4122ae2170d4e137ec8f86dff4284674849c8226 | Coshieville | Primary | North Scotland | COSH |  | 33.0,11.0 | -4.0026 | 56.6139 | Killin |  |  | 2.5 | 0 | 0 | 0 |  | 1.9412 | 0.16058 |  |  |  |  | Amber |  | 2.2 |  | 2.2 | 0 |  | Amber
5fd27e8cc60fe6d3a09481840b123a5217eca72c | Coupar Angus | Primary | North Scotland | COUP |  | 33.0,11.0 | -3.2735 | 56.5384 | Coupar Angus |  |  | 8.4 | 0 | 0 | 0 |  | 6.493 | 1.692 |  |  |  |  | Amber |  | 1.078 |  | 41.078 | 0 |  | Green
3ff349e824afaa23af42a0595c464310a9ca5d78 | Craigiebuckler | Primary | North Scotland | CRAI |  | 33.0,11.0 | -2.154 | 57.1315 | Craigiebuckler |  |  | 24 | 0 | 0 | 0 |  | 3.58 | 0.831 |  |  |  |  | Amber |  | 0.5 |  | 0.5 | 0 |  | Green
d2bf8b97a8790f728c2f61074948f1680463bff4 | Craiginches | Primary | North Scotland | CRAI |  | 33.0,11.0 | -2.0893 | 57.1277 | Clayhills |  |  | 12.5 | 0 | 0 | 0 |  | 12.9745 | 3.0453 |  |  |  |  | Amber |  | 0 |  | 0 | 0 |  | Green
a75ef13061106e56e3d8846b167e292b6e482670 | Craiginches 2 | Primary | North Scotland | CRAI |  | 33.0,11.0 | -2.0894 | 57.1277 | Redmoss |  |  | 30 | 0 | 0 | 0 |  | 15.4 | 2.772 |  |  |  |  | Amber
02ac520f5cf4a0add1a9434273b50bef9d7283a1 | Craigton Cults | Primary | North Scotland | CRAI |  | 33.0,11.0 | -2.1801 | 57.1217 | Craigiebuckler |  |  | 10 | 0 | 0 | 0 |  | 9.502 | 2.175 |  |  |  |  | Amber |  | 0.05 |  | 0.05 | 0 |  | Green
920f0a58e32519dedc02e74a39dd45d53f941ed4 | Crieff | Primary | North Scotland | CRIE |  | 33.0,11.0 | -3.8536 | 56.3775 | Braco |  |  | 15 | 0 | 0 | 0 |  | 10.561 | 1.842 |  |  |  |  | Amber |  | 0.824 |  | 28.723 | 0 |  | Green
10dafca5530e699aa93f6ec461d1af43a24c7f1c | Crinan | Primary | North Scotland | CRIN |  | 33.0,11.0 | -5.5426 | 56.073 | Port Ann |  |  | 1 | 0 | 0 | 0 |  | 1.05 | 0.25 |  |  |  |  | Amber |  | 1 |  | 1 | 0 |  | Red
762d88a62de2e07a7b2b518258b8d54aa308b15d | Cromalt | Primary | North Scotland | CROM |  | 33.0,11.0 | -5.0922 | 56.2236 | Port Ann |  |  | 2.5 | 0 | 0 | 0 |  | 0.9 | 0.144 |  |  |  |  | Amber
981e8b6d508f735fcfe9128299941fd455abdb83 | Crosshills | Primary | North Scotland | CROS |  | 33.0,11.0 | -4.259 | 57.701 | Alness |  |  | 15 | 0 | 0 | 0 |  | 6.9293 | 1.6911 |  |  |  |  | Amber |  | 0 |  | 0 | 0 |  | Green
89e766c5fa4020a9a1769aa07258f2fec590af2a | Cullen | Primary | North Scotland | CULL |  | 33.0,11.0 | -2.8133 | 57.6725 | Keith |  |  | 5 | 0 | 0 | 0 |  | 2.5963 | 0.5489 |  |  |  |  | Amber |  | 0.5 |  | 0.5 | 0 |  | Green
7ae1ceb167a2bb0ce3833482f8206113aa59efd1 | Culloden | Primary | North Scotland | CULL |  | 33.0,11.0 | -4.1492 | 57.4814 | Inverness |  |  | 15 | 0 | 0 | 0 |  | 11.2219 | 2.9608 |  |  |  |  | Amber |  | 60 |  | 60 | 0 |  | Green
6cc27d6536859a4a924077501f7c3475a6a6ffda | Culter | Primary | North Scotland | CULT |  | 33.0,11.0 | -2.2656 | 57.0987 | Craigiebuckler |  |  | 12.5 | 0 | 0 | 0 |  | 10.917 | 2.73 |  |  |  |  | Amber |  | 0.015 |  | 0.015 | 0 |  | Green
9adce16fcf12ae7a922041de981bcaa41b0a3683 | Cumming Street | Primary | North Scotland | CUMM |  | 33.0,11.0 | -3.3162 | 57.6501 | Elgin |  |  | 23 | 0 | 0 | 0 |  | 13.1865 | 2.9082 |  |  |  |  | Amber |  | 0 |  | 0 | 0 |  | Green
60e8705ac7c9f1db97df7b0f4533306910df83dd | DEAN GARDENS | Primary | Southern England | DEAN |  | 22.0,11.0 | -0.32178 | 51.5102 | EALING | EALING (D) |  | 6 | 0 | 0 | 0 |  | 4.4526 | 0.84422 |  |  |  |  | Amber |  | 0 |  | 0 | 0 |  | Amber
8f0389db4c5b179c319efac1707200d818f10976 | DEDDINGTON | Primary | Southern England | DEDD |  | 33.0,11.0 | -1.3202 | 51.969 | COWLEY | WITNEY & YARNTON |  | 4 | 0 | 0 | 0 |  | 4.514 | 0.90353 |  |  |  |  | Amber |  | 0 |  | 0.05 | 0 |  | Red
0077e04e34687cda3ac138c780bb74f0a3a18d21 | DENHAM AVENUE | Primary | Southern England | DENH |  | 22.0,6.6 | -0.50403 | 51.5689 | IVER 132KV | DENHAM |  | 13 | 0 | 0 | 0 |  | 11.0725 | 3.4034 |  |  |  |  | Amber |  | 0 |  | 0 | 0 |  | Amber
8f320770b2d3a76f8582bf39f703087050c4c7e3 | DEVIZES | Primary | Southern England | DEVI |  | 33.0,11.0 | -2 | 51.3481 | MELKSHAM | NORRINGTON |  | 21 | 0 | 0 | 0 |  | 22.5888 | 6.944 |  |  |  |  | Amber |  | 1.3 |  | 1.368 | 0 |  | Red
88c45369ea005385d7810c3af00998d04f368a3e | DORCAN SOUTH | Primary | Southern England | DORC |  | 33.0,11.0 | -1.7233 | 51.5502 | MINETY | TOOTHILL |  | 22 | 0 | 0 | 0 |  | 11.7074 | 4.1612 |  |  |  |  | Amber
2c0af8878804088de0485a79d184b782bd49354e | DORCAN SOUTH | Primary | Southern England | DORC |  | 33.0,11.0 | -1.7233 | 51.5502 | MINETY | TOOTHILL | [6 empty] | 12.6066 | 3.9661 | [6 empty] | 0 |  | 0 | 0 |  | Red
5cee412356b08e2ee8d029e23a57fb0c53d6a0da | DORCHESTER | Primary | Southern England | DORC |  | 33.0,11.0 | -2.4383 | 50.7129 | CHICKERELL GSP | CHICKERELL |  | 21.9 | 0 | 0 | 0 |  | 19.594 | 5 |  |  |  |  | Amber |  | 1.8 |  | 1.995 | 0 |  | Red
7f48b30d495729d099b70d5edc07539765889c36 | DOWN GRANGE | Primary | Southern England | DOWN |  | 33.0,11.0 | -1.1198 | 51.2479 | BRAMLEY (BASI) | BASINGSTOKE T1B & T2B |  | 30 | 0 | 0 | 0 |  | 21.0495 | 3.8956 |  |  |  |  | Amber |  | 0 |  | 0 | 0 |  | Green
7f00a9bcf5fae314da37118b4db776785249f5ac | DRAKES WAY | Primary | Southern England | DRAK |  | 33.0,11.0 | -1.7565 | 51.5695 | MINETY | STRATTON MAIN |  | 15 | 0 | 0 | 0 |  | 8.8113 | 1.8063 |  |  |  |  | Amber |  | 0 |  | 0 | 0 |  | Amber
90e1738e0c53f99a21318a79f5529826722e1ed1 | DUNBRIDGE | Primary | Southern England | DUNB |  | 33.0,11.0 | -1.5514 | 51.0344 | NURSLING | ROWNHAMS |  | 9.8 | 0 | 0 | 0 |  | 8.3908 | 2.0203 |  |  |  |  | Amber |  | 0 |  | 0.044 | 0 |  | Amber
5840f7bbbfaaf3ac534e606811afbf5c4ada396d | Dalchonzie | Primary | North Scotland | DALC |  | 33.0,11.0 | -4.0404 | 56.3728 | St Fillans |  |  | 6 | 0 | 0 | 0 |  | 2.0356 | 0.35809 |  |  |  |  | Amber |  | 0 |  | 0 | 0 |  | Green
c01af8e8c4f44177fba396e0dba7622e92c4d39e | Dalcross | Primary | North Scotland | DALC |  | 33.0,11.0 | -4.0675 | 57.5398 | Nairn |  |  | 15 | 0 | 0 | 0 |  | 8.1914 | 4.6514 |  |  |  |  | Amber |  | 0.749 |  | 0.939 | 0 |  | Green
cd27ef99d5c12016e74ac350e444998c11205659 | Dalmally | Primary | North Scotland | DALM |  | 33.0,11.0 | -4.9905 | 56.3985 | Taynuilt |  |  | 0.8 | 0 | 0 | 0 |  | 0.644 | 0.06 |  |  |  |  | Amber |  | 0 |  | 0 | 0 |  | Red
10a8fce280ee6041056b8857c6b62fdee466dd8e | Dalneigh | Primary | North Scotland | DALN |  | 33.0,11.0 | -4.2435 | 57.4749 | Inverness |  |  | 24 | 0 | 0 | 0 |  | 10.0808 | 2.2375 |  |  |  |  | Amber |  | 0 |  | 0 | 0 |  | Green
9fb3fb7a05adaa2649c3aba57d05ab08fbe77c25 | Dalrulzion | Primary | North Scotland | DALR |  | 33.0,11.0 | -3.4145 | 56.707 | Coupar Angus |  |  | 2.5 | 0 | 0 | 0 |  | 1.9085 | 0.35087 |  |  |  |  | Amber |  | 0.27 |  | 0.27 | 0 |  | Amber
bb8489142c9fea5e546939418ba72bd20b41ef9a | Dalwhinnie | Primary | North Scotland | DALW |  | 33.0,11.0 | -4.2413 | 56.9332 | Boat of Garten |  |  | 1 | 0 | 0 | 0 |  | 0.81276 | 0.26507 |  |  |  |  | Amber |  | 0 |  | 0 | 0 |  | Red
7e7d5797a8196ca60e9c7c51d88dfe16283055b6 | Denburn | Primary | North Scotland | DENB |  | 33.0,11.0 | -2.1093 | 57.1479 | Willowdale |  |  | 21 | 0 | 0 | 0 |  | 14.6493 | 4.1066 |  |  |  |  | Amber |  | 0 |  | 0 | 0 |  | Green
ed3fc502a35020c0efc07b6357fa1131aed729e3 | Dervaig (incl Tiree) | Primary | North Scotland | DERV |  | 33.0,11.0 | -6.1959 | 56.582 | Taynuilt |  |  | 8 | 0 | 0 | 0 |  | 3.6947 | 0.15535 |  |  |  |  | Amber |  | 0 |  | 0 | 0 |  | Green
f28294dbfd2b19a6bf12ad457adbf56080cc6310 | Dingwall | Primary | North Scotland | DING |  | 33.0,11.0 | -4.4457 | 57.6034 | Beauly |  |  | 15 | 0 | 0 | 0 |  | 12.3585 | 1.2 |  |  |  |  | Amber |  | 17.949 |  | 17.949 | 0 |  | Green
f929703e8bf24f8e21a46aaf52c3ab5b8d7f1f63 | Dippen | Primary | North Scotland | DIPP |  | 33.0,11.0 | -5.4917 | 55.5822 | Carradale |  |  | 1 | 0 | 0 | 0 |  | 0.877 | 0.3 |  |  |  |  | Amber |  | 0 |  | 0 | 0 |  | Amber
87e36cf10e010940d9f70561828692532078386d | Dornoch | Primary | North Scotland | DORN |  | 33.0,11.0 | -4.03 | 57.8828 | Brora |  |  | 8 | 0 | 0 | 0 |  | 3.7095 | 2.0857 |  |  |  |  | Amber |  | 0 |  | 0 | 0 |  | Green
a0ea585e88f58d174e59f7a859f975fac50cf2ba | Douglas Pier | Primary | North Scotland | DOUG |  | 33.0,11.0 | -4.9094 | 56.1549 | Clachan |  |  | 2.5 | 0 | 0 | 0 |  | 2.047 | 0.512 |  |  |  |  | Amber |  | 2.35 |  | 2.35 | 0 |  | Amber
367118e8a239b8168919132c166da2671de3536e | Dounreay | Primary | North Scotland | DOUN |  | 33.0,11.0 | -3.7528 | 58.5752 | Dounreay |  |  | 15 | 0 | 0 | 0 |  | 5.5 | 0.825 |  |  |  |  | Amber
80861b16c054ec24abf627765cd65f8d4ab4984a | Drimore | Primary | North Scotland | DRIM |  | 33.0,11.0 | -7.3641 | 57.3364 | Ardmore |  |  | 2.5 | 0 | 0 | 0 |  | 1.1705 | 0.32584 |  |  |  |  | Amber |  | 0 |  | 0 | 0 |  | Amber
0838f815c7b2f505458ac64bd78c9f059c846a3e | Drumnadrochit | Primary | North Scotland | DRUM |  | 33.0,11.0 | -4.4884 | 57.3343 | Ceannacroc |  |  | 6 | 0 | 0 | 0 |  | 3.6711 | 0.364 |  |  |  |  | Amber |  | 1.35 |  | 1.35 | 0 |  | Green
60081d0381306ee93a5d1717a4994400cd98f33a | Drumrunie | Primary | North Scotland | DRUM |  | 33.0,11.0 | -5.1038 | 57.999 | Grudie Bridge |  |  | 0.15 | 0 | 0 | 0 |  | 0.35 | 0.0875 |  |  |  |  | Amber |  | 0 |  | 0 | 0 |  | Red
da41a57c85349345c38cc823d03421b25a1d7ef5 | Drymen | Primary | North Scotland | DRYM |  | 33.0,11.0 | -4.4349 | 56.061 | Strathleven |  |  | 6 | 0 | 0 | 0 |  | 2.676 | 0.58465 |  |  |  |  | Amber |  | 1.199 |  | 1.299 | 0 |  | Green
892dcf3e2131dd10439de2ce8ca864f584c9d2df | Drynoch | Primary | North Scotland | DRYN |  | 33.0,11.0 | -6.2999 | 57.2985 | Dunvegan |  |  | 2.5 | 0 | 0 | 0 |  | 1.905 | 0.949 |  |  |  |  | Amber |  | 0 |  | 0.9 | 0 |  | Amber
3542161ff038abea0ff07275a38d3cb178437c60 | Dufftown | Primary | North Scotland | DUFF |  | 33.0,11.0 | -3.1335 | 57.4427 | Keith |  |  | 5 | 0 | 0 | 0 |  | 4.8687 | 1.7107 |  |  |  |  | Amber |  | 48.3 |  | 48.3 | 0 |  | Green
4eead634d2579e2f37b6c7d5b662b32ca60294ef | Dunblane | Primary | North Scotland | DUNB |  | 33.0,11.0 | -3.969 | 56.1908 | Braco |  |  | 12.5 | 0 | 0 | 0 |  | 10.4293 | 2.3797 |  |  |  |  | Amber |  | 0.25 |  | 0.25 | 0 |  | Green
21491d65739fd52db98b43317d6e96435406b124 | Dunoon | Primary | North Scotland | DUNO |  | 33.0,11.0 | -4.9307 | 55.9559 | Dunoon |  |  | 24 | 0 | 0 | 0 |  | 8.0326 | 1.7762 |  |  |  |  | Amber |  | 0.325 |  | 0.325 | 0 |  | Green
e537e3097c312199b4f88dd2766dd0766a90fa3c | Dunvegan | Primary | North Scotland | DUNV |  | 33.0,11.0 | -6.5396 | 57.4328 | Dunvegan |  |  | 6 | 0 | 0 | 0 |  | 2.2758 | 0.422 |  |  |  |  | Amber |  | 0 |  | 25 | 0 |  | Green
a9dddecf2d884260ebb69e370c04cb3dd0706cd9 | Dyce North | Primary | North Scotland | DYCE |  | 33.0,11.0 | -2.1822 | 57.205 | Dyce |  |  | 24 | 0 | 0 | 0 |  | 20.407 | 4.824 |  |  |  |  | Amber |  | 1.547 |  | 1.617 | 0 |  | Green
24be1d08974ea02681ead88ec5bc44f0495d6077 | EAST HOWE | Primary | Southern England | EAST |  | 33.0,11.0 | -1.905 | 50.7568 | MANNINGTON GSP | REDHILL |  | 30 | 0 | 0 | 0 |  | 21.1377 | 4.6631 |  |  |  |  | Amber |  | 0 |  | 0 | 0 |  | Green
a0c7a408cc9ad35a3195d3d64ba76189c8367045 | EASTERTON | Primary | Southern England | EAST |  | 33.0,11.0 | -1.9773 | 51.2919 | MELKSHAM | NORRINGTON |  | 15 | 0 | 0 | 0 |  | 9.8742 | 1.0989 |  |  |  |  | Amber |  | 0 |  | 0 | 0 |  | Red
57320c7a09fe97d7cbc40af52821b07b86e8fbb7 | EASTHAMPSTEAD | Primary | Southern England | EAST |  | 33.0,11.0 | -0.76278 | 51.397 | FLEET BRAMLEY | BRACKNELL RESERVE |  | 30 | 0 | 0 | 0 |  | 18.9976 | 4.631 |  |  |  |  | Amber |  | 0 |  | 0 | 0 |  | Green
d6d625b65a4453c85ec576f970aab7e831858b25 | EASTLEIGH NORTH | Primary | Southern England | EAST |  | 33.0,11.0 | -1.3544 | 50.9681 | NURSLING | SOUTHAMPTON MAIN |  | 40 | 0 | 0 | 0 |  | 28.8437 | 7.0317 |  |  |  |  | Amber |  | 3.92 |  | 3.92 | 0 |  | Green
2279056c57700c514e9d3de9cd821785b687e24a | EASTNEY | Primary | Southern England | EAST |  | 33.0,11.0 | -1.046 | 50.789 | LOVEDEAN | PORTSMOUTH |  | 20 | 0 | 0 | 0 |  | 7.5672 | 1.4722 |  |  |  |  | Amber |  | 0 |  | 0 | 0 |  | Green
09542138134993804621c6ca214db66c4c847bb7 | EGHAM | Primary | Southern England | EGHA |  | 33.0,11.0 | -0.54822 | 51.4325 | LALEHAM | STAINES |  | 28 | 0 | 0 | 0 |  | 25.7467 | 7.9012 |  |  |  |  | Amber |  | 0 |  | 0 | 0 |  | Green
db5de058cacd694c515516e068211d5caf785a3c | ELECTRIC HOUSE | Primary | Southern England | ELEC |  | 33.0,11.0 | -1.8781 | 50.7217 | MANNINGTON GSP | BOURNEMOUTH |  | 26 | 0 | 0 | 0 |  | 21.5251 | 5.8934 |  |  |  |  | Amber |  | 0.25 |  | 0.25 | 0 |  | Green
e2e901a7e1131273e9fde44d7dd8ff31c61efc20 | ELMS ROAD | Primary | Southern England | ELMS |  | 33.0,11.0 | -0.83618 | 51.4102 | FLEET BRAMLEY | WOKINGHAM |  | 30 | 0 | 0 | 0 |  | 23.5527 | 4.4201 |  |  |  |  | Amber |  | 0 |  | 0 | 0 |  | Green
dc0146da9f75169bced9d83780518b20deb8f070 | EMSWORTH | Primary | Southern England | EMSW |  | 33.0,11.0 | -0.93793 | 50.8469 | LOVEDEAN | HAVANT |  | 13 | 0 | 0 | 0 |  | 10.0251 | 2.374 |  |  |  |  | Amber |  | 0 |  | 0.865 | 0 |  | Green
5abfcfa70fc7ccded42acb9010180a1e5eaca2bc | ENFORD | Primary | Southern England | ENFO |  | 33.0,11.0 | -1.8057 | 51.2647 | BRAMLEY (ANDO-THAT) | AMESBURY |  | 8 | 0 | 0 | 0 |  | 3.8415 | 0.42676 |  |  |  |  | Amber |  | 0 |  | 0 | 0 |  | Red
961e475b6794d1694f45b3be9c4fa54d9cf9998a | EYNSHAM | Primary | Southern England | EYNS |  | 33.0,11.0 | -1.3884 | 51.7895 | COWLEY | WITNEY & YARNTON |  | 24 | 0 | 0 | 0 |  | 11.8096 | 3.6946 |  |  |  |  | Amber |  | 1 |  | 1 | 0 |  | Red
03335eeb121bbf1426698e4ad4453b2ba9acf4f1 | Eday | Primary | North Scotland | EDAY |  | 33.0,11.0 | -2.7658 | 59.1852 | Thurso |  |  | 1 | 0 | 0 | 0 |  | 0.21434 | 0.01 |  |  |  |  | Amber |  | 0.9 |  | 4.1 | 0 |  | Red
45592c3324acfd40fd48bbcd128504f3eb4565ec | Edzell | Primary | North Scotland | EDZE |  | 33.0,11.0 | -2.5996 | 56.8247 | Fiddes |  |  | 8 | 0 | 0 | 0 |  | 2.9062 | 0.42737 |  |  |  |  | Amber |  | 5.05 |  | 5.05 | 0 |  | Green
bd58fed1ea3b00b540599de3506da4e09c8f88ed | Edzell Street | Primary | North Scotland | EDZE |  | 33.0,11.0 | -2.8604 | 56.4778 | Milton of Craigie |  |  | 10 | 0 | 0 | 0 |  | 2.9062 | 0.42737 |  |  |  |  | Amber |  | 0 |  | 0 | 0 |  | Green
258c8d4ca69782631602e92d1bc57a8d6b0f3d9b | Elgin | Primary | North Scotland | ELGI |  | 33.0,11.0 | -3.3215 | 57.6649 | Elgin |  |  | 10 | 0 | 0 | 0 |  | 4.1378 | 0.58305 |  |  |  |  | Amber |  | 0.15 |  | 0.15 | 0 |  | Green
6f71695ebd168697f926f5da4d2d623b8a2bae51 | Elliot Depot | Primary | North Scotland | ELLI |  | 33.0,11.0 | -2.6157 | 56.5539 | Arbroath |  |  | 15 | 0 | 0 | 0 |  | 5.9439 | 1.5467 |  |  |  |  | Amber |  | 0.125 |  | 35.175 | 0 |  | Green
5c7be2d1de84649e0a6e9c85a0b07b07a76c6037 | Ellon | Primary | North Scotland | ELLO |  | 33.0,11.0 | -2.0763 | 57.3609 | Dyce |  |  | 12.5 | 0 | 0 | 0 |  | 11.9579 | 2.7625 |  |  |  |  | Amber |  | 0 |  | 0 | 0 |  | Green
3c0e1e6cb00de54a380dde77eb58356ecd93744d | Eredine | Primary | North Scotland | ERED |  | 33.0,11.0 | -5.2745 | 56.2335 | Taynuilt |  |  | 0.2 | 0 | 0 | 0 |  | 0.12 | 0.01 |  |  |  |  | Amber |  | 0 |  | 0 | 0 |  | Red
457a42f33e7e6745ee8dd65e17951f54694ed02d | Errogie | Primary | North Scotland | ERRO |  | 33.0,11.0 | -4.3787 | 57.2734 | Inverness |  |  | 0.2 | 0 | 0 | 0 |  | 0.209 | 0.05 |  |  |  |  | Amber |  | 0.73 |  | 0.73 | 0 |  | Red
dee8fd732c64e7a7973304ceb65819c81793fd0a | Errol | Primary | North Scotland | ERRO |  | 33.0,11.0 | -3.2456 | 56.3933 | Abernethy |  |  | 5 | 0 | 0 | 0 |  | 4.55 | 1.04 |  |  |  |  | Amber |  | 0.47 |  | 0.47 | 0 |  | Green
7a1da2a914ab7050727c0ce6cad267b8ab8bd758 | FAIRFORD | Primary | Southern England | FAIR |  | 33.0,11.0 | -1.793 | 51.7038 | MINETY | CIRENCESTER |  | 15 | 0 | 0 | 0 |  | 8.5654 | 2.0729 |  |  |  |  | Amber |  | 0 |  | 0 | 0 |  | Amber
25f5eb0d47d7a73f2cbf48cb5470a718b9fda174 | FARINGDON | Primary | Southern England | FARI |  | 33.0,11.0 | -1.5845 | 51.6522 | MINETY | STRATTON RESERVE |  | 10.5 | 0 | 0 | 0 |  | 12.0606 | 3.7342 |  |  |  |  | Amber |  | 0 |  | 0 | 0 |  | Amber
455aec3c53e9046ce434be809cd888911af994c3 | FARLINGTON | Primary | Southern England | FARL |  | 33.0,11.0 | -1.0437 | 50.839 | LOVEDEAN | WYMERING & FORT WIDLEY |  | 26 | 0 | 0 | 0 |  | 10.8802 | 2.8344 |  |  |  |  | Amber |  | 0 |  | 0 | 0 |  | Green
63bf1ff4fd4b69a53acf7fee9146cb4e0fafb1d2 | FARNBOROUGH | Primary | Southern England | FARN |  | 33.0,11.0 | -0.73388 | 51.2774 | FLEET BRAMLEY | CAMBERLEY RESERVE |  | 30 | 0 | 0 | 0 |  | 16.5309 | 4.2473 |  |  |  |  | Amber |  | 0 |  | 0 | 0 |  | Green
1b008f3462cf54a5ce96ba663b89f97aeb4956da | FARNHAM | Primary | Southern England | FARN |  | 33.0,11.0 | -0.79108 | 51.2174 | FLEET BRAMLEY | ALDERSHOT |  | 22 | 0 | 0 | 0 |  | 21.0696 | 4.1601 |  |  |  |  | Amber |  | 0 |  | 0 | 0 |  | Green
86204847d0daacfa7417ee304b45e48d125232a2 | FARNHAM ROYAL | Primary | Southern England | FARN |  | 33.0,11.0 | -0.62274 | 51.5366 | IVER 132KV | SLOUGH |  | 48 | 0 | 0 | 0 |  | 26.8445 | 7.0756 |  |  |  |  | Amber |  | 12 |  | 12 | 0 |  | Green
e752caa68506058fa0b8949d590a441624c52966 | FELTHAM | Primary | Southern England | FELT |  | 22.0,6.6 | -0.40927 | 51.4434 | LALEHAM | EAST BEDFONT A |  | 27.9 | 0 | 0 | 0 |  | 11.8825 | 3.8806 |  |  |  |  | Amber |  | 0 |  | 0 | 0 |  | Green
329d1e767351f5bbf07a4b61a97c024bf70b9bc5 | FERNDOWN | Primary | Southern England | FERN |  | 33.0,11.0 | -1.907 | 50.8058 | MANNINGTON GSP | MANNINGTON |  | 45 | 0 | 0 | 0 |  | 23.6443 | 6.091 |  |  |  |  | Amber |  | 0 |  | 0 | 0 |  | Green
1681461149dd2f9621a987c0df63244612abb5c0 | FIVE OAKS | Primary | Southern England | FIVE |  | 33.0,11.0 | -0.42235 | 51.0502 | FLEET BRAMLEY | ALTON & FERNHURST |  | 15 | 0 | 0 | 0 |  | 10.5901 | 1.5909 |  |  |  |  | Amber |  | 11.4 |  | 11.4 | 0 |  | Red
ed478565003d052beaef204e5e48209a647ebabe | FLACKWELL HEATH | Primary | Southern England | FLAC |  | 33.0,11.0 | -0.69298 | 51.5963 | AMERSHAM | LOUDWATER |  | 26.7 | 0 | 0 | 0 |  | 20.5388 | 2.2248 |  |  |  |  | Amber |  | 1.4 |  | 1.4 | 0 |  | Green
8172e2aec54ffcd504f54e1e18f434fd8022096a | FLETCHWOOD | Primary | Southern England | FLET |  | 33.0,11.0 | -1.5202 | 50.9074 | NURSLING | SOUTHAMPTON MAIN |  | 30 | 0 | 0 | 0 |  | 17.813 | 4.1457 |  |  |  |  | Amber |  | 0 |  | 0 | 0 |  | Green
259594e2ab15abb2ca6e4d020c66eda8461f0303 | FORDINGBRIDGE | Primary | Southern England | FORD |  | 33.0,11.0 | -1.801 | 50.939 | MANNINGTON GSP | MANNINGTON |  | 15 | 0 | 0 | 0 |  | 6.5198 | 1.535 |  |  |  |  | Amber |  | 0 |  | 0 | 0 |  | Red
a627b1499772c65a74260cdddabbaf5e593964a9 | FRATTON PARK | Primary | Southern England | FRAT |  | 33.0,11.0 | -1.0629 | 50.7972 | LOVEDEAN | PORTSMOUTH |  | 34 | 0 | 0 | 0 |  | 26.2624 | 6.5468 |  |  |  |  | Amber |  | 0 |  | 0 | 0 |  | Green
29428bad462e2f3c4f48e390fd1851cd670ddedd | FRENCHAY ROAD | Primary | Southern England | FREN |  | 33.0,11.0 | -1.2706 | 51.7707 | COWLEY | OXFORD |  | 19.5 | 0 | 0 | 0 |  | 10.9353 | 2.3548 |  |  |  |  | Amber |  | 0 |  | 0 | 0 |  | Green
8404adbd3258545d637cbae93c84ff8fc1efadad | FRESHWATER | Primary | Southern England | FRES |  | 33.0,11.0 | -1.5152 | 50.6905 | FAWLEY | COWES & WOOTTON COMMON |  | 15 | 0 | 0 | 0 |  | 5.3332 | 1.4784 |  |  |  |  | Amber |  | 0.45 |  | 0.45 | 0 |  | Red
561e95ab7961277187d502f8e29eb52d0bca28a4 | FRIMLEY | Primary | Southern England | FRIM |  | 33.0,11.0 | -0.74262 | 51.3142 | FLEET BRAMLEY | CAMBERLEY RESERVE |  | 30 | 0 | 0 | 0 |  | 23.8115 | 4.8372 |  |  |  |  | Amber |  | 1.4 |  | 1.4 | 0 |  | Green
2cfcca794d199a8b54481d5781ea7a1cd5ba53e3 | FROME | Primary | Southern England | FROM |  | 33.0,11.0 | -2.3059 | 51.231 | MELKSHAM | FROME |  | 46 | 0 | 0 | 0 |  | 28.229 | 7.5295 |  |  |  |  | Amber |  | 0.05 |  | 2.72 | 0 |  | Red
30059c37ae7eeb7f9e89e7052fdaaa19dfff25dc | FRYERS LANE | Primary | Southern England | FRYE |  | 33.0,11.0 | -0.77461 | 51.6371 | COWLEY | HIGH WYCOMBE |  | 26 | 0 | 0 | 0 |  | 13.3906 | 2.817 |  |  |  |  | Amber |  | 0 |  | 0 | 0 |  | Green
e985fe9c8ad804c26ed052e447a66f001ddc03ea | FULSCOT | Primary | Southern England | FULS |  | 33.0,11.0 | -1.216 | 51.6015 | COWLEY | DRAYTON |  | 21 | 0 | 0 | 0 |  | 15.9916 | 2.8468 |  |  |  |  | Amber |  | 0 |  | 7.56 | 0 |  | Red
0a8ed1c365a74a0ec05f9e9a89db8d1c42d55000 | FYFIELD | Primary | Southern England | FYFI |  | 33.0,11.0 | -1.3901 | 51.6933 | COWLEY | WITNEY & YARNTON |  | 15 | 0 | 0 | 0 |  | 8.8931 | 1.7071 |  |  |  |  | Amber |  | 0 |  | 0 | 0 |  | Red
c4c6e8bc254f4635ff7575eddfd427bd079a99a8 | Fasnakyle | Primary | North Scotland | FASN |  | 33.0,11.0 | -4.7931 | 57.3295 | Fasnakyle |  |  | 1 | 0 | 0 | 0 |  | 0.632 | 0.159 |  |  |  |  | Amber |  | 0 |  | 0 | 0 |  | Amber
0b9b0958c7707e645ea8c1bb106846a98928aefe | Fincastle | Primary | North Scotland | FINC |  | 33.0,11.0 | -3.8324 | 56.7285 | Tummel Bridge |  |  | 0.1 | 0 | 0 | 0 |  | 0.042 | 0.05 |  |  |  |  | Amber |  | 0 |  | 0 | 0 |  | Red
fcd02905a9de5ac1212f72a0570d0fa9cc7beb4d | Firth | Primary | North Scotland | FIRT |  | 33.0,11.0 | -1.2027 | 60.4489 | Shetland |  |  | 5 | 0 | 0 | 0 |  | 1.5379 | 0.39836 |  |  |  |  | Amber |  | 0 |  | 0 | 0 |  | Red
ed268a357d9c8896b9276e22cb1ad38590200b71 | Flotta | Primary | North Scotland | FLOT |  | 33.0,11.0 | -3.1273 | 58.8333 | Thurso |  |  | 8 | 0 | 0 | 0 |  | 0.15 | 0.001 |  |  |  |  | Amber |  | 3.8 |  | 3.8 | 0 |  | Green
d93b11f09b739445ba352282032400ce8775b47c | Fochabers | Primary | North Scotland | FOCH |  | 33.0,11.0 | -3.1093 | 57.6217 | Elgin |  |  | 15 | 0 | 0 | 0 |  | 6.9995 | 1.878 |  |  |  |  | Amber |  | 0 |  | 0 | 0 |  | Green
3f0cbaa7aa048b286dd3ea5526a24948e4bee5bd | Forres | Primary | North Scotland | FORR |  | 33.0,11.0 | -3.6193 | 57.6144 | Nairn |  |  | 15 | 0 | 0 | 0 |  | 9.2098 | 2.2869 |  |  |  |  | Amber |  | 0.4 |  | 0.4 | 0 |  | Green
bcb7c0fec7f91af64b1fee2b0ec88f3cfb4b6deb | Forss | Primary | North Scotland | FORS |  | 33.0,11.0 | -3.6774 | 58.5993 | Thurso |  |  | 2.5 | 0 | 0 | 0 |  | 0.60966 | 0.04832 |  |  |  |  | Amber |  | 0 |  | 1 | 0 |  | Red
fdf80fb591161d2df359fe88c5d308262219a7c9 | Forss 2 | Primary | North Scotland | FORS |  | 33.0,11.0 | -3.6774 | 58.5993 | Thurso |  |  | 2.5 | 0 | 0 | 0 |  | 0.60966 | 0.04832 |  |  |  |  | Amber
0a19a2a35f9b9b4e218f88e1efd569d777a71a65 | Forteviot | Primary | North Scotland | FORT |  | 33.0,11.0 | -3.5461 | 56.3455 | Braco |  |  | 4 | 0 | 0 | 0 |  | 2.8 | 0.252 |  |  |  |  | Amber |  | 0.2 |  | 0.2 | 0 |  | Amber
4690ee22a43bf77d5f4294fd346bd302cbf25c5a | Foyers | Primary | North Scotland | FOYE |  | 33.0,11.0 | -4.4925 | 57.2553 | Inverness |  |  | 5 | 0 | 0 | 0 |  | 0.434 | 0.11 |  |  |  |  | Amber |  | 0 |  | 0 | 0 |  | Green
b3fb588e66c23b710bee28bec8770652f2ca266a | Fraserburgh | Primary | North Scotland | FRAS |  | 33.0,11.0 | -2.0242 | 57.6865 | Fraserburgh |  |  | 40 | 0 | 0 | 0 |  | 20.6135 | 5.5734 |  |  |  |  | Amber |  | 2 |  | 62.85 | 0 |  | Green
6f0068753ed1e8f1d9219f0a31fcd3e66c364523 | Friokheim | Primary | North Scotland | FRIO |  | 33.0,11.0 | -2.6727 | 56.6339 | Lunanhead |  |  | 5 | 0 | 0 | 0 |  | 3.4336 | 0.79761 |  |  |  |  | Amber |  | 1.69 |  | 11.689 | 0 |  | Amber
088652d58702fc430ac9aefc104c6a580bd59f7b | Furnace Quarry | Primary | North Scotland | FURN |  | 33.0,11.0 | -5.1767 | 56.1517 | Port Ann |  |  | 2.5 | 0 | 0 | 0 |  | 0.37 | 0 |  |  |  |  | Amber |  | 0 |  | 0 | 0 |  | Amber
8cc4ff3b449ab41bf3c97058e28cafbd94c2b4ee | Fyvie | Primary | North Scotland | FYVI |  | 33.0,11.0 | -2.3887 | 57.4285 | Kintore |  |  | 5 | 0 | 0 | 0 |  | 5.3 | 0.5 |  |  |  |  | Amber |  | 6.9 |  | 6.9 | 0 |  | Red
f978d9868ac602a94b6a0ac841739c335b7147d2 | GABLE HEAD | Primary | Southern England | GABL |  | 33.0,11.0 | -0.97655 | 50.7944 | LOVEDEAN | HAVANT |  | 30 | 0 | 0 | 0 |  | 12.8456 | 2.9565 |  |  |  |  | Amber |  | 0.24 |  | 0.24 | 0 |  | Green
9023b6dd4ec9b2c0d66c7dad67aaf565197e8c7d | GAMBLE ROAD | Primary | Southern England | GAMB |  | 33.0,11.0 | -1.0826 | 50.8129 | LOVEDEAN | WYMERING & FORT WIDLEY |  | 30 | 0 | 0 | 0 |  | 19.9637 | 5.4108 |  |  |  |  | Amber |  | 0 |  | 0.8 | 0 |  | Green
9ce9669c7c436138234e8b0d47dc53589795ec18 | GERRARDS CROSS | Primary | Southern England | GERR |  | 22.0,6.6 | -0.55888 | 51.582 | IVER 132KV | DENHAM |  | 15.2 | 0 | 0 | 0 |  | 14.0129 | 3.6305 |  |  |  |  | Amber |  | 0 |  | 0 | 0 |  | Green
d20a5c7da801c3c67407b8ed6e9028fdb3e06c01 | GILLINGHAM | Primary | Southern England | GILL |  | 33.0,11.0 | -2.284 | 51.0309 | MANNINGTON GSP | SHAFTESBURY |  | 30 | 0 | 0 | 0 |  | 5.5654 | 1.3569 |  |  |  |  | Amber |  | 0 |  | 0 | 0 |  | Green
7a4f15fc68a5c7269b8ebba094bec33f4caf4f1d | GODALMING | Primary | Southern England | GODA |  | 33.0,11.0 | -0.61664 | 51.1902 | FLEET BRAMLEY | ALDERSHOT |  | 30 | 0 | 0 | 0 |  | 22.2556 | 4.474 |  |  |  |  | Amber |  | 0 |  | 0 | 0 |  | Green
779bdb5f402eaa5bb078937d8b8b06630f3ab7b9 | GOLDSMITHS | Primary | Southern England | GOLD |  | 22.0,6.6 | -0.25597 | 51.5127 | WILLESDEN | ACTON LANE |  | 11.5 | 0 | 0 | 0 |  | 10.3212 | 1.821 |  |  |  |  | Amber |  | 0 |  | 0 | 0 |  | Green
595e822679afaf223d1de40787ddd96c6b7aa581 | GORDON ROAD | Primary | Southern England | GORD |  | 33.0,11.0 | -1.3139 | 51.0673 | NURSLING | SOUTHAMPTON MAIN |  | 30 | 0 | 0 | 0 |  | 23.2548 | 5.6979 |  |  |  |  | Amber |  | 0 |  | 0 | 0 |  | Green
80b38dbead86c789bc36957c96736d9aeecf0820 | GORING | Primary | Southern England | GORI |  | 33.0,11.0 | -1.1317 | 51.5417 | FLEET BRAMLEY | BURGHFIELD RESERVE |  | 15 | 0 | 0 | 0 |  | 5.6363 | 2.0119 |  |  |  |  | Amber |  | 0 |  | 0.36 | 0 |  | Green
ae2bd3a3d9f5e6c97d061c6a316ad7589c430368 | GRASSINGHAM ROAD | Primary | Southern England | GRAS |  | 22.0,6.6 | -0.55484 | 51.609 | IVER 132KV | DENHAM |  | 26 | 0 | 0 | 0 |  | 13.2355 | 4.5502 |  |  |  |  | Amber |  | 0 |  | 0 | 0 |  | Amber
acbe9e73766ba61aabbc51fc610adc642c001019 | GREENFORD | Primary | Southern England | GREE |  | 66.0,11.0 | -0.34761 | 51.5413 | WILLESDEN | GREENFORD |  | 60 | 0 | 0 | 0 |  | 45.8672 | 14.9774 |  |  |  |  | Amber |  | 1 |  | 1 | 0 |  | Green
b057502986c3211cec42f0fdbb29e96e1d0d2995 | GREENHAM COMMON | Primary | Southern England | GREE |  | 33.0,11.0 | -1.0006 | 51.4247 | BRAMLEY (ANDO-THAT) | THATCHAM |  | 24 | 0 | 0 | 0 |  | 7.3501 | 2.4752 |  |  |  |  | Amber |  | 0 |  | 0 | 0 |  | Green
7ce6b947aa03b008cc4785b505ef0f77b961ee58 | GREETHAM STREET | Primary | Southern England | GREE |  | 33.0,11.0 | -1.0879 | 50.7976 | LOVEDEAN | PORTSMOUTH |  | 30 | 0 | 0 | 0 |  | 14.8463 | 3.9333 |  |  |  |  | Amber |  | 0.2 |  | 0.2 | 0 |  | Green
168f041d563a76d648927b9086cecedc193bc345 | GROVE | Primary | Southern England | GROV |  | 33.0,11.0 | -1.4306 | 51.6034 | COWLEY | DRAYTON |  | 15 | 0 | 0 | 0 |  | 19.9922 | 4.9563 |  |  |  |  | Amber |  | 0 |  | 0 | 0 |  | Red
fea13423e892339bd9be960f0cc21b299f5af278 | GUSSAGE ST MICHAEL | Primary | Southern England | GUSS |  | 33.0,11.0 | -2.0209 | 50.9022 | MANNINGTON GSP | SHAFTESBURY |  | 3 | 0 | 0 | 0 |  | 1.273 | 0.22862 |  |  |  |  | Amber |  | 0 |  | 0 | 0 |  | Red
51a81a5f138d5c76dab241f9a4ba0990d58abb11 | Garbat Forest | Primary | North Scotland | GARB |  | 33.0,11.0 | -4.6635 | 57.6737 | Grudie Bridge |  |  | 0.1 | 0 | 0 | 0 |  | 0.01 | 0.005 |  |  |  |  | Amber |  | 0 |  | 0 | 0 |  | Red
4b6d68725f99bfd52131ff51223cd803fce8b5d5 | Gisla | Primary | North Scotland | GISL |  | 33.0,11.0 | -6.8796 | 58.1278 | Stornoway |  |  | 1 | 0 | 0 | 0 |  | 0.65 | 0.2 |  |  |  |  | Amber |  | 0.7 |  | 0.7 | 0 |  | Red
cd437ee61791f18e718f9b39fcdb710b5f63b9c2 | Glastullich | Primary | North Scotland | GLAS |  | 33.0,11.0 | -4.0436 | 57.7618 | Alness |  |  | 8 | 0 | 0 | 0 |  | 1.754 | 0.23322 |  |  |  |  | Amber |  | 30.096 |  | 30.096 | 0 |  | Green
2c7fddf3e8e0bf9a6a57d17e87f521732d84c703 | Glaxo | Primary | North Scotland | GLAX |  | 33.0,11.0 | -2.4528 | 56.7078 | Bridge of Dun |  |  | 10 | 0 | 0 | 0 |  | 2.56 | 0.26 |  |  |  |  | Amber |  | 0 |  | 0 | 0 |  | Green
e9ddbe7d73987e99b764982c8dbb8c8ba479c06c | Gledfield | Primary | North Scotland | GLED |  | 33.0,11.0 | -4.3818 | 57.8846 | Shin |  |  | 2.5 | 0 | 0 | 0 |  | 1.5778 | 0.29474 |  |  |  |  | Amber |  | 0 |  | 0 | 0 |  | Amber
101000ca028f27c58499ef1869a8f8e288ac0882 | Glen Etive | Primary | North Scotland | GLEN |  | 33.0,11.0 | -4.8424 | 56.6533 | Rannoch |  |  | 0.3 | 0 | 0 | 0 |  | 0.04 | 0.05 |  |  |  |  | Amber |  | 0 |  | 0 | 0 |  | Red
6495ea7094164d494911568e303490db0ffa1cdc | Glen Laogh | Primary | North Scotland | GLEN |  | 33.0,11.0 | -4.8479 | 57.0668 | Fort Augustus |  |  | 0.1 | 0 | 0 | 0 |  | 0.01 | 0.005 |  |  |  |  | Amber |  | 0 |  | 0 | 0 |  | Red
c7f312caafa47e080da7904f2fdc7f75d6212dc5 | Glencoe | Primary | North Scotland | GLEN |  | 33.0,11.0 | -5.0927 | 56.6824 | Kinlochleven |  |  | 6.25 | 0 | 0 | 0 |  | 2.4004 | 0.35569 |  |  |  |  | Amber |  | 0 |  | 0 | 0 |  | Green
857fa7c787e620cfec13fd7916a3aa09aa41a1fd | Glendaruel | Primary | North Scotland | GLEN |  | 33.0,11.0 | -5.2167 | 56.0333 | Dunoon |  |  | 0.3 | 0 | 0 | 0 |  | 0.278 | 0.0695 |  |  |  |  | Amber |  | 0 |  | 0 | 0 |  | Red
68dc604e483122239dd4a08fced9038743659399 | Glendevon | Primary | North Scotland | GLEN |  | 33.0,11.0 | -3.612 | 56.2069 | Abernethy |  |  | 8 | 0 | 0 | 0 |  | 1.7 | 0.16 |  |  |  |  | Amber |  | 0.856 |  | 0.966 | 0 |  | Green
af55592a1c95717b9fb12ac15da1e0c737bcd63b | Glendoe | Primary | North Scotland | GLEN |  | 33.0,11.0 | -4.6449 | 57.143 | Fort Augustus |  |  | 15 | 0 | 0 | 0 |  | 0.992 | 0.009 |  |  |  |  | Amber |  | 0 |  | 0 | 0 |  | Green
62bedd7127f5475c550b9ce0e7a18c53dee22522 | Gleneagles | Primary | North Scotland | GLEN |  | 33.0,11.0 | -3.7536 | 56.2843 | Braco |  |  | 15 | 0 | 0 | 0 |  | 10.8105 | 3.7147 |  |  |  |  | Amber |  | 0.15 |  | 0.15 | 0 |  | Green
e468b6a6bd502ea0a008310e908f43734aa8494c | Glensanda | Primary | North Scotland | GLEN |  | 33.0,11.0 | -5.5392 | 56.5708 | Fort William |  |  | 15 | 0 | 0 | 0 |  | 4.989 | 0.481 |  |  |  |  | Amber |  | 0 |  | 0 | 0 |  | Green
67a621269c685d286acdffbd79aa016ee0d02fa7 | Glenuig | Primary | North Scotland | GLEN |  | 33.0,11.0 | -5.8168 | 56.8271 | Fort William |  |  | 0.1 | 0 | 0 | 0 |  | 0.062 | 0.0155 |  |  |  |  | Amber |  | 0 |  | 0 | 0 |  | Red
185d3094994e3b52e92a178939b163abbe02c8e2 | Golspie | Primary | North Scotland | GOLS |  | 33.0,11.0 | -3.9799 | 57.976 | Brora |  |  | 4 | 0 | 0 | 0 |  | 2.2017 | 0.52383 |  |  |  |  | Amber |  | 0.1 |  | 0.1 | 0 |  | Amber
d714fbb12aac0547bfac201ae583656587b18777 | Goodlyburn | Primary | North Scotland | GOOD |  | 33.0,11.0 | -3.4586 | 56.4049 | Burghmuir |  |  | 12.5 | 0 | 0 | 0 |  | 9.8431 | 2.304 |  |  |  |  | Amber |  | 0 |  | 0 | 0 |  | Green
6934de3705dfb3cc8c94b07805ceba4f9c74616d | Gourdie | Primary | North Scotland | GOUR |  | 33.0,11.0 | -3.0638 | 56.4774 | Charleston |  |  | 5 | 0 | 0 | 0 |  | 2.836 | 0.64112 |  |  |  |  | Amber |  | 0.062 |  | 0.062 | 0 |  | Green
d1ea2036f100019aaf4d448472b8be32ae1afb67 | Grantown | Primary | North Scotland | GRAN |  | 33.0,11.0 | -3.601 | 57.3172 | Boat of Garten |  |  | 15 | 0 | 0 | 0 |  | 5.9807 | 1.0749 |  |  |  |  | Amber |  | 39.1 |  | 39.1 | 0 |  | Green
0386f7dfde9168150258f0a5b2d6645d5278cf74 | Gremista | Primary | North Scotland | GREM |  | 33.0,11.0 | -1.1645 | 60.1666 | Shetland | [7 empty] | 20.3 | 4.3 | [6 empty] | 6.2 |  | 6.2 | 0 |  | Red
0042df3fb6cdbb02026b24d99c0307e12f9f3bb0 | Gremista (Lerwick) | Primary | North Scotland | GREM |  | 33.0,11.0 | -1.1645 | 60.1666 | Shetland |  |  | 48 | 0 | 0 | 0 |  | 20.3 | 4.3 |  |  |  |  | Amber
53ecacef1c46fab4fb34173c1057bb320d736d91 | Greyfriars | Primary | North Scotland | GREY |  | 33.0,11.0 | -2.0954 | 57.1545 | Willowdale |  |  | 12.5 | 0 | 0 | 0 |  | 9.5446 | 1.6556 |  |  |  |  | Amber |  | 0.995 |  | 0.995 | 0 |  | Green
4a0c61999fe156649c72d38d4430d520865dd9b7 | Gutcher | Primary | North Scotland | GUTC |  | 33.0,11.0 | -1.0036 | 60.6759 | Shetland |  |  | 4 | 0 | 0 | 0 |  | 0.88156 | 0.086085 |  |  |  |  | Amber |  | 3.5 |  | 3.5 | 0 |  | Red
bff81765705be46ebf3b613e7ee8fd8ab2e236e0 | HAMBLE | Primary | Southern England | HAMB |  | 33.0,11.0 | -1.3281 | 50.8765 | BOTLEY WOOD GSP | NETLEY COMMON |  | 30 | 0 | 0 | 0 |  | 16.8928 | 6.8598 |  |  |  |  | Amber |  | 0 |  | 12.2 | 0 |  | Green
d33b7a6724610efcbb83c6b45b10a4edbabbc3be | HAMWORTHY | Primary | Southern England | HAMW |  | 33.0,11.0 | -1.9998 | 50.7165 | MANNINGTON GSP | POOLE PS (HAMWORTHY) |  | 22.9 | 0 | 0 | 0 |  | 18.5835 | 5.2286 |  |  |  |  | Amber |  | 0 |  | 0 | 0 |  | Green
16d55ab59230e74ef6324f5e18eaae2257f8be19 | HAREFIELD | Primary | Southern England | HARE |  | 22.0,6.6 | -0.4992 | 51.6102 | IVER 132KV | DENHAM |  | 10 | 0 | 0 | 0 |  | 5.0954 | 1.2588 |  |  |  |  | Amber |  | 0 |  | 0 | 0 |  | Green
af819f28c77cee37c7d485719b311c5c2dc1336b | HARESTOCK | Primary | Southern England | HARE |  | 33.0,11.0 | -1.345 | 51.0791 | NURSLING | SOUTHAMPTON MAIN |  | 24.3 | 0 | 0 | 0 |  | 16.5693 | 4.5359 |  |  |  |  | Amber |  | 0.05 |  | 0.47 | 0 |  | Green
9a5c60e72227d3665f25f969c525257cf66438da | HARVARD LANE | Primary | Southern England | HARV |  | 22.0,11.0 | -0.2726 | 51.4885 | EALING | EALING (D) |  | 26.6 | 0 | 0 | 0 |  | 24.157 | 8.7792 |  |  |  |  | Amber |  | 1.6 |  | 1.6 | 0 |  | Green
c8d5f78b328131a396a97f78b455e04c2e3d9187 | HASLEMERE | Primary | Southern England | HASL |  | 33.0,11.0 | -0.72562 | 51.0782 | FLEET BRAMLEY | ALTON & FERNHURST |  | 21.4 | 0 | 0 | 0 |  | 18.4273 | 5.2309 |  |  |  |  | Amber |  | 0 |  | 0 | 0 |  | Green
2491e3885b3c475e7c11a2874e38ed66032e80d4 | HASLINGBOURNE | Primary | Southern England | HASL |  | 33.0,11.0 | -0.60243 | 50.9735 | FLEET BRAMLEY | ALTON & FERNHURST |  | 13 | 0 | 0 | 0 |  | 7.9917 | 1.5594 |  |  |  |  | Amber |  | 0 |  | 0 | 0 |  | Green
c5b2a115a4433aed079ee122695dc0502a429ad6 | HAWKERIDGE | Primary | Southern England | HAWK |  | 33.0,11.0 | -2.1957 | 51.2762 | MELKSHAM | FROME |  | 15 | 0 | 0 | 0 |  | 13.4831 | 3.5583 |  |  |  |  | Amber |  | 0 |  | 15.34 | 0 |  | Red
d67f410831813b18ef8cea4bfc3a319932944b72 | HAWLEY | Primary | Southern England | HAWL |  | 33.0,11.0 | -0.76824 | 51.3115 | FLEET BRAMLEY | COXMOOR WOOD |  | 23 | 0 | 0 | 0 |  | 12.17 | 2.4071 |  |  |  |  | Amber |  | 0 |  | 0 | 0 |  | Green
33dba39ba5f79ce6ec113ebc0f0434d85d94aada | HEADINGTON | Primary | Southern England | HEAD |  | 33.0,11.0 | -1.2122 | 51.7685 | COWLEY | HEADINGTON |  | 40 | 0 | 0 | 0 |  | 20.0342 | 4.1 |  |  |  |  | Amber |  | 3.6 |  | 3.6 | 0 |  | Green
a63efb0ae86695826fa08eeb65b62937e91af5a7 | HEDGE END | Primary | Southern England | HEDG |  | 33.0,11.0 | -1.2123 | 51.7693 | NURSLING | SOUTHAMPTON RESERVE |  | 14.2 | 0 | 0 | 0 |  | 10.7853 | 2.0851 |  |  |  |  | Amber |  | 0 |  | 0 | 0 |  | Green
17c440118b610f9749b5fc536e6cdc7cb34a122f | HENLEY | Primary | Southern England | HENL |  | 33.0,11.0 | -0.90349 | 51.5358 | FLEET BRAMLEY | READING |  | 30 | 0 | 0 | 0 |  | 16.6789 | 4.0009 |  |  |  |  | Amber |  | 0 |  | 0 | 0 |  | Green
4e00ab3606fe50bbd3519a200fbbfcdbf73da523 | HENSTRIDGE | Primary | Southern England | HENS |  | 33.0,11.0 | -2.3895 | 50.9727 | AXMINSTER | YEOVIL |  | 24 | 0 | 0 | 0 |  | 8.5073 | 0.95827 |  |  |  |  | Amber |  | 4.23 |  | 4.23 | 0 |  | Red
29b3b845a702564736e83b856591af749e15da0a | HERRIARD | Primary | Southern England | HERR |  | 33.0,11.0 | -1.0462 | 51.2019 | FLEET BRAMLEY | ALTON & FERNHURST |  | 7.5 | 0 | 0 | 0 |  | 1.7041 | 0.20875 |  |  |  |  | Amber |  | 7.4 |  | 7.4 | 0 |  | Red
fa4726ef70d272b054253d29ee76e7e9189eca0e | HIGH WYCOMBE | Primary | Southern England | HIGH |  | 33.0,11.0 | -0.77604 | 51.6217 | COWLEY | HIGH WYCOMBE |  | 30 | 0 | 0 | 0 |  | 21.9896 | 6.1152 |  |  |  |  | Amber |  | 1.07 |  | 1.07 | 0 |  | Green
4626275ecbb490fa2a891145d01baee9488cc0e7 | HIGH WYCOMBE TOWN | Primary | Southern England | HIGH |  | 33.0,11.0 | -0.73359 | 51.6364 | COWLEY | HIGH WYCOMBE |  | 46.3 | 0 | 0 | 0 |  | 28.4501 | 6.6587 |  |  |  |  | Amber |  | 0 |  | 0 | 0 |  | Red
96de51b53ec904857fb7b4b7ade740e855b19b58 | HILLINGDON | Primary | Southern England | HILL |  | 66.0,11.0 | -0.45239 | 51.5342 | IVER 66KV |  |  | 40 | 0 | 0 | 0 |  | 31.792 | 10.2424 |  |  |  |  | Amber |  | 0 |  | 0 | 0 |  | Green
e9bc6edbd7e911d22a08c0478dc27ffc9e38e38d | HILSEA | Primary | Southern England | HILS |  | 33.0,11.0 | -1.0588 | 50.8297 | LOVEDEAN | WYMERING & FORT WIDLEY |  | 30 | 0 | 0 | 0 |  | 15.6972 | 3.1474 |  |  |  |  | Amber |  | 0.327 |  | 0.327 | 0 |  | Green
8b24d5ec1bf88428c7dac34a83af880f045aaa7a | HINCHESLEA | Primary | Southern England | HINC |  | 33.0,11.0 | -1.6056 | 50.8028 | MANNINGTON GSP | ARNEWOOD |  | 15 | 0 | 0 | 0 |  | 6.9457 | 1.9052 |  |  |  |  | Amber |  | 0 |  | 0 | 0 |  | Green
4a66d5223acff97764e3a9b496e71d1a69b76c8b | HINDHEAD | Primary | Southern England | HIND |  | 33.0,11.0 | -0.73445 | 51.1207 | FLEET BRAMLEY | ALDERSHOT |  | 21 | 0 | 0 | 0 |  | 13.0294 | 3.0193 |  |  |  |  | Amber |  | 0 |  | 0 | 0 |  | Green
29d300cd00ac311e96038415b087bb65304f923a | HINTON MARTELL | Primary | Southern England | HINT |  | 33.0,11.0 | -1.9913 | 50.8538 | MANNINGTON GSP | MANNINGTON |  | 4 | 0 | 0 | 0 |  | 1.5624 | 0.32865 |  |  |  |  | Amber |  | 0 |  | 0 | 0 |  | Red
31f1203cf2fad7fec6bc9312d1885cf8593d4e6e | HITCHES LANE | Primary | Southern England | HITC |  | 33.0,11.0 | -0.86183 | 51.2864 | FLEET BRAMLEY | COXMOOR WOOD |  | 40 | 0 | 0 | 0 |  | 24.1775 | 6.4451 |  |  |  |  | Amber |  | 4.26 |  | 4.26 | 0 |  | Green
87ac3a1a8ed0da251bc306cef538a35669a4df35 | HOEFORD | Primary | Southern England | HOEF |  | 33.0,11.0 | -1.1794 | 50.8365 | LOVEDEAN | FAREHAM MAIN |  | 19.5 | 0 | 0 | 0 |  | 15.054 | 4.5176 |  |  |  |  | Amber |  | 0 |  | 0.5 | 0 |  | Amber
299507a9f8498516eb1e3af8c8d6b478fd9baedb | HOLES BAY | Primary | Southern England | HOLE |  | 33.0,11.0 | -1.9912 | 50.7272 | MANNINGTON GSP | LYTCHETT |  | 30 | 0 | 0 | 0 |  | 19.8556 | 4.167 |  |  |  |  | Amber |  | 0.37 |  | 7.87 | 0 |  | Green
4eb6fc9022c8ffdddc1e7ed611faedb0032f3e75 | HOLWELL | Primary | Southern England | HOLW |  | 33.0,11.0 | -2.3998 | 51.1992 | MELKSHAM | FROME |  | 15 | 0 | 0 | 0 |  | 9.5084 | 1.7375 |  |  |  |  | Amber |  | 1 |  | 1 | 0 |  | Red
dabc07c7a4eaafc0b5da54570a097b57f7c8157c | HOMINGTON | Primary | Southern England | HOMI |  | 33.0,11.0 | -1.8338 | 51.0243 | MANNINGTON GSP | SALISBURY |  | 15 | 0 | 0 | 0 |  | 4.923 | 1.4876 |  |  |  |  | Amber |  | 0 |  | 0 | 0 |  | Green
96f9117b577682630abd98cec76092a8067d8936 | HOOK | Primary | Southern England | HOOK |  | 33.0,11.0 | -0.96023 | 51.2785 | FLEET BRAMLEY | COXMOOR WOOD |  | 30 | 0 | 0 | 0 |  | 22.0819 | 3.8955 |  |  |  |  | Amber |  | 0 |  | 0 | 0 |  | Green
3b3cd1d3cc82d368afc6fc072c3d4dd1a37f0dd6 | HOPE AND ANCHOR | Primary | Southern England | HOPE |  | 22.0,6.6 | -0.37989 | 51.4362 | LALEHAM | EAST BEDFONT A |  | 7 | 0 | 0 | 0 |  | 2.5218 | 0.48979 |  |  |  |  | Amber |  | 0 |  | 0 | 0 |  | Green
75cfe534d16091f3740a292bcc088025df7d9886 | HORNDEAN | Primary | Southern England | HORN |  | 33.0,11.0 | -1.0024 | 50.9107 | LOVEDEAN | HAVANT |  | 30 | 0 | 0 | 0 |  | 20.7031 | 2.3725 |  |  |  |  | Amber |  | 8 |  | 8 | 0 |  | Green
179210b4c730efa466fde18bc6bbf2022cf1d3ab | HOUGHTON | Primary | Southern England | HOUG |  | 33.0,11.0 | -1.5195 | 51.085 | NURSLING | SOUTHAMPTON RESERVE |  | 9.8 | 0 | 0 | 0 |  | 6.4766 | 1.326 |  |  |  |  | Amber |  | 0 |  | 0 | 0 |  | Amber
d8e6d074d3ef01a86e211b31f24af2e3ff22e5cd | HOUNDMILLS | Primary | Southern England | HOUN |  | 33.0,11.0 | -1.1101 | 51.2713 | BRAMLEY (BASI) | BASINGSTOKE T3 & T4 |  | 40 | 0 | 0 | 0 |  | 18.0338 | 6.432 |  |  |  |  | Amber |  | 2.5 |  | 2.5 | 0 |  | Green
92849d95b08af6526317466299b038466671b26c | HUNGERFORD | Primary | Southern England | HUNG |  | 33.0,11.0 | -1.5117 | 51.4194 | BRAMLEY (ANDO-THAT) | THATCHAM |  | 13 | 0 | 0 | 0 |  | 8.7457 | 1.8138 |  |  |  |  | Amber |  | 0 |  | 0 | 0 |  | Red
786bca9d284c6c679aaaed018f5ff39dd147a860 | HUNSTON | Primary | Southern England | HUNS |  | 33.0,11.0 | -0.76711 | 50.8167 | LOVEDEAN | CHICHESTER & HUNSTON |  | 30 | 0 | 0 | 0 |  | 28.3163 | 5.5 |  |  |  |  | Amber |  | 2 |  | 18 | 0 |  | Amber
f92bcfd6accb13f70b63bdb3649d557236fbba1c | HURSTBOURNE TARRANT | Primary | Southern England | HURS |  | 33.0,11.0 | -1.4359 | 51.2698 | MELKSHAM | ANDOVER |  | 5 | 0 | 0 | 0 |  | 5.5685 | 1.2346 |  |  |  |  | Amber |  | 0 |  | 0 | 0 |  | Red
966d5f02dba24b9774bdf9d99e403e7a2f83e11b | Halkirk | Primary | North Scotland | HALK |  | 33.0,11.0 | -3.4904 | 58.5035 | Thurso |  |  | 2.5 | 0 | 0 | 0 |  | 2.0788 | 0.49222 |  |  |  |  | Amber |  | 0 |  | 36 | 0 |  | Amber
5705fa5317ff11f3af4f2b20ecc6c11f171b6e22 | Harris Grid | Primary | North Scotland | HARR |  | 33.0,11.0 | -6.8303 | 57.8456 | Stornoway |  |  | 30 | 0 | 0 | 0 |  | 0 | 0 |  |  |  |  | Amber |  | 0 |  | 0 | 0 |  | Green
dfeb59a071ba34f7ed9007fed64cfb9854ab0e56 | Harvest Avenue | Primary | North Scotland | HARV |  | 33.0,11.0 | -2.2171 | 57.1964 | Dyce |  |  | 24 | 0 | 0 | 0 |  | 3.5 | 0.7 |  |  |  |  | Amber
3dafc2d22f467958ac7fed7d31b54a213d265d41 | Hastigrow | Primary | North Scotland | HAST |  | 33.0,11.0 | -3.2625 | 58.5289 | Thurso |  |  | 5 | 0 | 0 | 0 |  | 2.8452 | 0.547 |  |  |  |  | Amber |  | 0.5 |  | 0.5 | 0 |  | Green
ff9c5ac6f1e814f9ebb6fbb6680d7cc024f4e581 | Hatton | Primary | North Scotland | HATT |  | 33.0,11.0 | -1.8944 | 57.4264 | Strichen |  |  | 5 | 0 | 0 | 0 |  | 3.0998 | 0.67214 |  |  |  |  | Amber |  | 0.61 |  | 0.61 | 0 |  | Green
1c4d4863175d0dcf0152e6c86fb469031eb142a9 | Haudagain | Primary | North Scotland | HAUD |  | 33.0,11.0 | -2.1435 | 57.1723 | Persley |  |  | 23 | 0 | 0 | 0 |  | 7.0296 | 1.9511 |  |  |  |  | Amber |  | 0 |  | 0 | 0 |  | Green
b4afdabdf8ee0294cc3e3ae4cded51a0c9c12bb9 | Hayton | Primary | North Scotland | HAYT |  | 33.0,11.0 | -2.1215 | 57.171 | Willowdale |  |  | 23 | 0 | 0 | 0 |  | 6.7293 | 1.5321 |  |  |  |  | Amber |  | 1.63 |  | 1.63 | 0 |  | Green
8f181e882ef86cc3ea18f57f44f5448818fcc2c9 | Helmsdale | Primary | North Scotland | HELM |  | 33.0,11.0 | -3.6588 | 58.1165 | Brora |  |  | 2.5 | 0 | 0 | 0 |  | 1.23 | 0.14879 |  |  |  |  | Amber |  | 0 |  | 0 | 0 |  | Amber
c4c1388e607e91381d1363c7b1d238ceb6196dfc | Hilton | Primary | North Scotland | HILT |  | 33.0,11.0 | -4.2132 | 57.4602 | Inverness |  |  | 24 | 0 | 0 | 0 |  | 11.2026 | 2.0527 |  |  |  |  | Amber |  | 0 |  | 1.2 | 0 |  | Green
feabe9ddd0d70c97af3c63844eb0449854a6b2a1 | Hume Street | Primary | North Scotland | HUME |  | 33.0,11.0 | -2.5862 | 56.5612 | Arbroath |  |  | 24 | 0 | 0 | 0 |  | 9.4459 | 2.0422 |  |  |  |  | Amber |  | 5.52 |  | 5.52 | 0 |  | Green
c5a845f93fd3edf9fe918d3558e3affc95585036 | Huntly | Primary | North Scotland | HUNT |  | 33.0,11.0 | -2.7886 | 57.4408 | Keith |  |  | 15 | 0 | 0 | 0 |  | 6.4314 | 1.5442 |  |  |  |  | Amber |  | 0.63 |  | 0.63 | 0 |  | Green
d43a5001e33838e94f852f9364f5b4384835b977 | Inchbare | Primary | North Scotland | INCH |  | 33.0,11.0 | -2.645 | 56.7783 | Bridge of Dun |  |  | 2.5 | 0 | 0 | 0 |  | 1.2995 | 0.32862 |  |  |  |  | Amber |  | 0.285 |  | 0.285 | 0 |  | Amber
d6e3b3b070a4c6d0d934b4667012a8a961d4079c | Innellan | Primary | North Scotland | INNE |  | 33.0,11.0 | -4.9582 | 55.8954 | Dunoon |  |  | 6.25 | 0 | 0 | 0 |  | 1.1283 | 0.18783 |  |  |  |  | Amber |  | 0 |  | 0 | 0 |  | Green
dc9c87acdb096aed8a08e82ffff0ce4ac5295f5d | Insch | Primary | North Scotland | INSC |  | 33.0,11.0 | -2.6148 | 57.3469 | Keith |  |  | 7 | 0 | 0 | 0 |  | 6.99 | 1.0839 |  |  |  |  | Amber |  | 21.25 |  | 30 | 0 |  | Green
54d9948ef89fcfe1d0dba62da1be9a0474ebee31 | Inveralmond | Primary | North Scotland | INVE |  | 33.0,11.0 | -3.4811 | 56.4156 | Burghmuir |  |  | 24 | 0 | 0 | 0 |  | 4.6 | 0.69 |  |  |  |  | Amber |  | 0 |  | 0.178 | 0 |  | Green
85012a1fc5a0a146dd1681c855a177f668ffd923 | Inveraray | Primary | North Scotland | INVE |  | 33.0,11.0 | -5.081 | 56.2418 | Clachan |  |  | 2.5 | 0 | 0 | 0 |  | 2.0328 | 0.42256 |  |  |  |  | Amber |  | 0 |  | 0 | 0 |  | Amber
78d1954e97c3182e4aa39ab5d366c5d967c86845 | Inverarity | Primary | North Scotland | INVE |  | 33.0,11.0 | -2.9044 | 56.5864 | Lunanhead |  |  | 5 | 0 | 0 | 0 |  | 0.77015 | 0.072908 |  |  |  |  | Amber |  | 0.56 |  | 0.56 | 0 |  | Amber
19de0a7daf28dd60aeb7a68a81d0a31169ba4647 | Inverarnie | Primary | North Scotland | INVE |  | 33.0,11.0 | -4.1837 | 57.3862 | Inverness |  |  | 2.5 | 0 | 0 | 0 |  | 0.90216 | 0.029712 |  |  |  |  | Amber |  | 0.5 |  | 0.5 | 0 |  | Amber
bbbc33416f7e2d1206c4a7c47a5d9400de3b8ce7 | Inverbervie | Primary | North Scotland | INVE |  | 33.0,11.0 | -2.2828 | 56.8475 | Fiddes |  |  | 8 | 0 | 0 | 0 |  | 4.62 | 1.51 |  |  |  |  | Amber |  | 4.15 |  | 4.15 | 0 |  | Amber
14d277278b51d81cfd595a07977ed757db14746a | Inverbroom | Primary | North Scotland | INVE |  | 33.0,11.0 | -5.0674 | 57.8144 | Grudie Bridge |  |  | 0.1 | 0 | 0 | 0 |  | 0.234 | 0.0585 |  |  |  |  | Amber |  | 0 |  | 0 | 0 |  | Red
4f437ef24918ce4397908f35448bca12c93eeb00 | Invergarry | Primary | North Scotland | INVE |  | 33.0,11.0 | -4.8079 | 57.0685 | Fort Augustus |  |  | 0.5 | 0 | 0 | 0 |  | 0.546 | 0.2 |  |  |  |  | Amber |  | 1.15 |  | 1.15 | 0 |  | Red
0d90d658c64eba0bf45675477efe775461258bca | Invergordon | Primary | North Scotland | INVE |  | 33.0,11.0 | -4.1699 | 57.6938 | Alness |  |  | 15 | 0 | 0 | 0 |  | 12.0315 | 0.28238 |  |  |  |  | Amber |  | 4.95 |  | 4.95 | 0 |  | Green
7ba03457922688eca5d21d0c10d5e8dacf2ae207 | Inverlochy | Primary | North Scotland | INVE |  | 33.0,11.0 | -5.0884 | 56.8281 | Fort William |  |  | 15 | 0 | 0 | 0 |  | 10.395 | 2.8032 |  |  |  |  | Amber |  | 1.649 |  | 1.649 | 0 |  | Green
ef78960ac42fae537cc1f7020346b066d3686366 | Inverneil | Primary | North Scotland | INVE |  | 33.0,11.0 | -5.4502 | 55.9698 | Port Ann |  |  | 2.5 | 0 | 0 | 0 |  | 1.5285 | 0.012254 |  |  |  |  | Amber |  | 0.66 |  | 0.66 | 0 |  | Amber
758a2a5cae720e5ff67456e2e8a8124ed80cd8b0 | Inverness | Primary | North Scotland | INVE |  | 33.0,11.0 | -4.2466 | 57.4539 | Inverness |  |  | 10 | 0 | 0 | 0 |  | 7.8002 | 2.2883 |  |  |  |  | Amber |  | 0.36 |  | 0.36 | 0 |  | Green
4fbcd1a2b6ff048cfba44b59ddb8888bab6a8fa2 | Inverurie | Primary | North Scotland | INVE |  | 33.0,11.0 | -2.4053 | 57.2852 | Kintore |  |  | 28 | 0 | 0 | 0 |  | 15.4 | 4.48 |  |  |  |  | Amber |  | 1.473 |  | 1.473 | 0 |  | Green
1d6823510162d3744ad9d0bad6879d6ddcd07f80 | JAYS CLOSE | Primary | Southern England | JAYS |  | 33.0,11.0 | -1.0978 | 51.2464 | BRAMLEY (BASI) | BASINGSTOKE T1A & T2A |  | 40 | 0 | 0 | 0 |  | 22.4243 | 7.255 |  |  |  |  | Amber |  | 4 |  | 4 | 0 |  | Green
803ddb018344e933d9ba01639ddb24467f1b004b | KENNINGTON | Primary | Southern England | KENN |  | 33.0,11.0 | -1.2358 | 51.7062 | COWLEY | COWLEY LOCAL RESERVE |  | 6 | 0 | 0 | 0 |  | 4.4456 | 0.68935 |  |  |  |  | Amber |  | 0.4 |  | 0.4 | 0 |  | Red
37d4eff006d1bdb8dde369867d7b6a71686f5d74 | KENTWOOD HILL | Primary | Southern England | KENT |  | 33.0,11.0 | -1.0348 | 51.4615 | FLEET BRAMLEY | BURGHFIELD MAIN |  | 21.9 | 0 | 0 | 0 |  | 19.3694 | 4.1211 |  |  |  |  | Amber |  | 0 |  | 0 | 0 |  | Green
057e165787a1672c9d6161753f090f6059760212 | KIDDINGTON | Primary | Southern England | KIDD |  | 33.0,11.0 | -1.3714 | 51.9151 | COWLEY | WITNEY & YARNTON |  | 24 | 0 | 0 | 0 |  | 11.3136 | 2.6406 |  |  |  |  | Amber |  | 0.179 |  | 0.179 | 0 |  | Red
db7a8748fd1ee1bd0967bee59e5b61e73a4aabac | KIDMORE END | Primary | Southern England | KIDM |  | 33.0,11.0 | -0.99225 | 51.4989 | FLEET BRAMLEY | READING |  | 14.2 | 0 | 0 | 0 |  | 8.1059 | 1.9966 |  |  |  |  | Amber |  | 0 |  | 0 | 0 |  | Green
7f7d3a32092e07f946d286cf4f75f89a991293df | KINGS RIDE | Primary | Southern England | KING |  | 33.0,11.0 | -0.74405 | 51.3459 | FLEET BRAMLEY | CAMBERLEY MAIN |  | 24 | 0 | 0 | 0 |  | 13.5652 | 3.3882 |  |  |  |  | Amber |  | 0 |  | 0 | 0 |  | Green
76386338efc51bb8889cc6ef61712dda89877356 | KINGSCLERE | Primary | Southern England | KING |  | 33.0,11.0 | -1.2557 | 51.3309 | BRAMLEY (ANDO-THAT) | THATCHAM |  | 9.8 | 0 | 0 | 0 |  | 6.2997 | 1.448 |  |  |  |  | Amber |  | 0 |  | 0 | 0 |  | Green
3f8d086cc6ef357a5dc6cd2f7130d44744e36981 | KINTBURY | Primary | Southern England | KINT |  | 33.0,11.0 | -1.4601 | 51.403 | BRAMLEY (ANDO-THAT) | THATCHAM |  | 10 | 0 | 0 | 0 |  | 5.4899 | 1.0902 |  |  |  |  | Amber |  | 0.2 |  | 0.2 | 0 |  | Green
f66aecce9916fdf692647af509c630737a62cf1b | KNOWL HILL | Primary | Southern England | KNOW |  | 33.0,11.0 | -0.80727 | 51.5047 | FLEET BRAMLEY | MAIDENHEAD |  | 6.5 | 0 | 0 | 0 |  | 4.1386 | 0.5487 |  |  |  |  | Amber |  | 0 |  | 0 | 0 |  | Amber
59770d75157133be36714a1dd5a7fa0783fc6d06 | Kames | Primary | North Scotland | KAME |  | 33.0,11.0 | -5.259 | 55.8911 | Dunoon |  |  | 2.5 | 0 | 0 | 0 |  | 0.751 | 0.078 |  |  |  |  | Amber |  | 0 |  | 0 | 0 |  | Amber
e2d10f13990f51ad94565139ce516c26de197853 | Keith | Primary | North Scotland | KEIT |  | 33.0,11.0 | -2.9383 | 57.5403 | Keith |  |  | 15 | 0 | 0 | 0 |  | 6.5 | 1.54 |  |  |  |  | Amber |  | 1.053 |  | 1.053 | 0 |  | Green
519a580dd5bbc51efba08fe9d88d1cd622f402a3 | Kemnay | Primary | North Scotland | KEMN |  | 33.0,11.0 | -2.446 | 57.2412 | Kintore |  |  | 15 | 0 | 0 | 0 |  | 3.5882 | 0.60869 |  |  |  |  | Amber |  | 0 |  | 0 | 0 |  | Green
1d37f4d0bb6aaecfe9de0b83ae2e0742721b5e49 | Kenmore | Primary | North Scotland | KENM |  | 33.0,11.0 | -5.242 | 56.4561 | Taynuilt |  |  | 0.5 | 0 | 0 | 0 |  | 0.315 | 0.1 |  |  |  |  | Amber |  | 0.95 |  | 0.95 | 0 |  | Red
81bddc6e88930a046ccb5e986a972e11055fd9d7 | Kepculloch | Primary | North Scotland | KEPC |  | 33.0,11.0 | -4.3506 | 56.0948 | Strathleven |  |  | 6.25 | 0 | 0 | 0 |  | 3.6738 | 0.82375 |  |  |  |  | Amber |  | 1.18 |  | 1.18 | 0 |  | Green
2b2ec5875a96b291cd3023f537b6d24dbb72835e | Kerrera | Primary | North Scotland | KERR |  | 33.0,11.0 | -5.5282 | 56.3939 | Taynuilt |  |  | 0.3 | 0 | 0 | 0 |  | 0.11 | 0.01 |  |  |  |  | Amber |  | 0 |  | 0 | 0 |  | Red
18ad29fda4ebdf72bb02c5c75e759644f8c77413 | Kerry Falls | Primary | North Scotland | KERR |  | 33.0,11.0 | -5.6434 | 57.6851 | Grudie Bridge |  |  | 6 | 0 | 0 | 0 |  | 2.335 | 0.58 |  |  |  |  | Amber |  | 1.99 |  | 1.99 | 0 |  | Amber
3dda1942fbcb12f5791447d2fa2f3b135f149c3a | Kilchrenan | Primary | North Scotland | KILC |  | 33.0,11.0 | -5.183 | 56.3659 | Taynuilt |  |  | 1 | 0 | 0 | 0 |  | 0.73525 | 0.05607 |  |  |  |  | Amber |  | 0.35 |  | 0.35 | 0 |  | Red
fbda34e433f38c5a7f87fc7f91a0273a175e7a9f | Killearn | Primary | North Scotland | KILL |  | 33.0,11.0 | -4.3889 | 56.0505 | Strathleven |  |  | 6.25 | 0 | 0 | 0 |  | 1.9924 | 0.41637 |  |  |  |  | Amber |  | 0.1 |  | 0.1 | 0 |  | Green
446f940ca2131019ba08fe57e4136c3d21d81c3d | Killin Town | Primary | North Scotland | KILL |  | 33.0,11.0 | -4.3237 | 56.4643 | Killin |  |  | 2.5 | 0 | 0 | 0 |  | 1.07 | 0.21707 |  |  |  |  | Amber |  | 0.1 |  | 0.1 | 0 |  | Amber
04e190c858efa7944204887f282221af40c5db9f | Kilmelford | Primary | North Scotland | KILM |  | 33.0,11.0 | -5.4894 | 56.2731 | Taynuilt |  |  | 2.5 | 0 | 0 | 0 |  | 2 | 0.3999 |  |  |  |  | Amber |  | 2.35 |  | 2.35 | 0 |  | Red
160464962745ee2a712c5ab6dc43eb1e23656a78 | Kilninver | Primary | North Scotland | KILN |  | 33.0,11.0 | -5.512 | 56.3427 | Taynuilt |  |  | 2.5 | 0 | 0 | 0 |  | 1.86 | 0.48 |  |  |  |  | Amber |  | 0.89 |  | 0.89 | 0 |  | Amber
be7b99b46c14827c64045f7e8b4e5c8d08749cce | Kiltarlity | Primary | North Scotland | KILT |  | 33.0,11.0 | -4.496 | 57.437 | Beauly |  |  | 6 | 0 | 0 | 0 |  | 1.262 | 0.239 |  |  |  |  | Amber |  | 0 |  | 0 | 0 |  | Green
e53c89ff431eb37c1c5e3159220177b577c42c2c | Kincorth | Primary | North Scotland | KINC |  | 33.0,11.0 | -2.0934 | 57.1202 | Redmoss |  |  | 12.5 | 0 | 0 | 0 |  | 11.7448 | 2.7567 |  |  |  |  | Amber |  | 0 |  | 0 | 0 |  | Green
8a4bee22fb69e3f0ed364d2242e6cb01477fe6b3 | Kingairloch | Primary | North Scotland | KING |  | 33.0,11.0 | -5.6405 | 56.6483 | Fort William |  |  | 0.1 | 0 | 0 | 0 |  | 0.06 | 0.015 |  |  |  |  | Amber |  | 0.1 |  | 0.1 | 0 |  | Red
0faef819edd8e0954cfe143adec7fc2965b7bbeb | Kingseat | Primary | North Scotland | KING |  | 33.0,11.0 | -2.175 | 57.2679 | Dyce |  |  | 5 | 0 | 0 | 0 |  | 4.66 | 1.22 |  |  |  |  | Amber |  | 1.25 |  | 1.25 | 0 |  | Amber
2985b8cefdbc0caf10d16a1fea2f1fd76342f614 | Kingshouse | Primary | North Scotland | KING |  | 33.0,11.0 | -4.8345 | 56.6482 | Killin | [7 empty] | 0.03 | 0 | [6 empty] | 0 |  | 0 | 0 |  | Red
cd33f59926c7834434d97180b6ca27de8ef0171a | Kingussie | Primary | North Scotland | KING |  | 33.0,11.0 | -4.0567 | 57.0779 | Boat of Garten |  |  | 15 | 0 | 0 | 0 |  | 5.6002 | 0.94963 |  |  |  |  | Amber |  | 0.355 |  | 0.355 | 0 |  | Green
efd82ab1a5303c52e57378fc22cd6829b36d17ac | Kinloch | Primary | North Scotland | KINL |  | 33.0,11.0 | -6.0103 | 56.3722 | Taynuilt |  |  | 2.5 | 0 | 0 | 0 |  | 1.4 | 0.30105 |  |  |  |  | Amber |  | 0 |  | 0 | 0 |  | Amber
cbecb600a7269c0e4848ae1783156892d740cc70 | Kinloch Rannoch | Primary | North Scotland | KINL |  | 33.0,11.0 | -4.1911 | 56.6989 | Tummel Bridge |  |  | 2.5 | 0 | 0 | 0 |  | 1.2313 | 0.15719 |  |  |  |  | Amber |  | 2.05 |  | 2.05 | 0 |  | Red
83049831b679f154c8b01d04c8bc6b2ff0ed4381 | Kinlochewe | Primary | North Scotland | KINL |  | 33.0,11.0 | -5.2871 | 57.608 | Grudie Bridge |  |  | 1 | 0 | 0 | 0 |  | 0.953 | 0.238 |  |  |  |  | Amber |  | 0.5 |  | 0.5 | 0 |  | Red
fe5d39c94dad1167d68cda413b04aa64e2e1985f | Kinlochleven | Primary | North Scotland | KINL |  | 33.0,11.0 | -4.9543 | 56.7146 | Kinlochleven |  |  | 2.5 | 0 | 0 | 0 |  | 1.39 | 0.27489 |  |  |  |  | Amber |  | 0 |  | 8.88 | 0 |  | Red
f3c9662e32df48349914a073bf35213eb123b08a | Kinlochmoidart | Primary | North Scotland | KINL |  | 33.0,11.0 | -5.7439 | 56.7841 | Fort William |  |  | 0.1 | 0 | 0 | 0 |  | 0.122 | 0.03 |  |  |  |  | Amber |  | 1.446 |  | 1.446 | 0 |  | Red
6631e7f36ac5f4206870a1c5ac2a2a4caf485af7 | Kinloss | Primary | North Scotland | KINL |  | 33.0,11.0 | -3.5644 | 57.6359 | Elgin |  |  | 15 | 0 | 0 | 0 |  | 3.4239 | 0.68501 |  |  |  |  | Amber |  | 0.63 |  | 73.53 | 0 |  | Green
b3d6bb9eecb1132b6b34aad31572b2081a8958d6 | Kippen | Primary | North Scotland | KIPP |  | 33.0,11.0 | -4.1517 | 56.1346 | Braco |  |  | 8 | 0 | 0 | 0 |  | 4.4483 | 0.662 |  |  |  |  | Amber |  | 0.084 |  | 0.084 | 0 |  | Green
849e7f25dad3a8cd2fae8cbf32d17a7840c01425 | Kirkwall | Primary | North Scotland | KIRK |  | 33.0,11.0 | -2.9643 | 58.9824 | Thurso |  |  | 24 | 0 | 0 | 0 |  | 15.7 | 3.2 |  |  |  |  | Amber |  | 2.175 |  | 3.19 | 0 |  | Green
4eef62942bd1c8e08b8f4e5cdc5111da77c2de81 | Kishorn Hill | Primary | North Scotland | KISH |  | 33.0,11.0 | -5.5258 | 57.4063 | Broadford |  |  | 2 | 0 | 0 | 0 |  | 1.3518 | 0.40606 |  |  |  |  | Amber |  | 0.1 |  | 0.1 | 0 |  | Amber
7172161e5058c30016d85e81d4599f66b6ce0bfe | Kyle | Primary | North Scotland | KYLE |  | 33.0,11.0 | -5.7098 | 57.281 | Broadford |  |  | 5 | 0 | 0 | 0 |  | 2.5157 | 0.76854 |  |  |  |  | Amber |  | 0 |  | 0 | 0 |  | Green
d45ea38e381efdfd90baf7c56e896114518f9194 | LABURNUM ROAD | Primary | Southern England | LABU |  | 33.0,11.0 | -0.76867 | 51.2469 | FLEET BRAMLEY | ALDERSHOT | [6 empty] | 25.4896 | 6.3631 | [6 empty] | 0 |  | 0 | 0 |  | Green
8202060107c681723305d9e04905dc2a7ea479de | LAMBOURN | Primary | Southern England | LAMB |  | 33.0,11.0 | -1.5218 | 51.5017 | BRAMLEY (ANDO-THAT) | THATCHAM |  | 9.8 | 0 | 0 | 0 |  | 7.8831 | 1.5315 |  |  |  |  | Amber |  | 0 |  | 0 | 0 |  | Green
74047881543e99d48015b9ca3dbc3c885600e81a | LANGLEY | Primary | Southern England | LANG |  | 33.0,11.0 | -1.3601 | 50.8101 | FAWLEY | LANGLEY |  | 15 | 0 | 0 | 0 |  | 9.1769 | 2.1186 |  |  |  |  | Amber |  | 8 |  | 8.33 | 0 |  | Red
3823afe0b94fd239e4b577d7a50f4663aff54b07 | LANGLEY COURT | Primary | Southern England | LANG |  | 33.0,11.0 | -0.84754 | 51.0549 | FLEET BRAMLEY | ALTON & FERNHURST |  | 24 | 0 | 0 | 0 |  | 10.0334 | 2.2577 |  |  |  |  | Amber |  | 0 |  | 0.217 | 0 |  | Green
ff72ff034245722cc47f784d9ba89f3dcd6c67e8 | LARKHILL | Primary | Southern England | LARK |  | 33.0,11.0 | -2.6612 | 50.9501 | AXMINSTER | YEOVIL |  | 23 | 0 | 0 | 0 |  | 13.4228 | 2.5297 |  |  |  |  | Amber |  | 0 |  | 0 | 0 |  | Red
fe01e45f096a098c7ae36e33ab0b01df156b39d7 | LEAFIELD | Primary | Southern England | LEAF |  | 33.0,11.0 | -1.5617 | 51.835 | COWLEY | WITNEY & YARNTON |  | 6.5 | 0 | 0 | 0 |  | 3.5509 | 0.81631 |  |  |  |  | Amber |  | 0 |  | 0 | 0 |  | Red
3ca4f50fae488f675f349707866d858d07fecbc0 | LEAMINGTON PARK | Primary | Southern England | LEAM |  | 22.0,6.6 | -0.26377 | 51.52 | WILLESDEN | ACTON LANE |  | 10 | 0 | 0 | 0 |  | 11.8616 | 2.5048 |  |  |  |  | Amber |  | 0 |  | 0 | 0 |  | Green
d8880dab1da86a322ea63c2aa9780d5ac259fd17 | LECHLADE | Primary | Southern England | LECH |  | 33.0,11.0 | -1.6816 | 51.7022 | MINETY | STRATTON RESERVE |  | 7.5 | 0 | 0 | 0 |  | 7.6427 | 1.2698 |  |  |  |  | Amber |  | 0 |  | 0 | 0 |  | Red
1556e6f716daea39c5e5eef8bf730c19acbdbdda | LECKHAMPSTEAD | Primary | Southern England | LECK |  | 33.0,11.0 | -1.3683 | 51.4961 | BRAMLEY (ANDO-THAT) | THATCHAM |  | 6.5 | 0 | 0 | 0 |  | 5.0578 | 0.60966 |  |  |  |  | Amber |  | 0 |  | 0 | 0 |  | Green
361363746a1a99c2bd64245bac1ec51a126d463d | LEE-ON-SOLENT | Primary | Southern England | LEE- |  | 33.0,11.0 | -1.1951 | 50.7993 | LOVEDEAN | FAREHAM RESERVE |  | 24 | 0 | 0 | 0 |  | 12.6896 | 3.1459 |  |  |  |  | Amber |  | 0 |  | 0 | 0 |  | Amber
290581677bddd6b89a570c6d42080e58801deb40 | LEIGH PARK | Primary | Southern England | LEIG |  | 33.0,11.0 | -0.97613 | 50.8655 | LOVEDEAN | HAVANT |  | 30.5 | 0 | 0 | 0 |  | 21.17 | 4.58 |  |  |  |  | Amber |  | 3.743 |  | 3.743 | 0 |  | Green
2781b1124d646e0bda5c004ecd9036b393adc640 | LITTLE HUNGERFORD | Primary | Southern England | LITT |  | 33.0,11.0 | -0.91726 | 51.4415 | FLEET BRAMLEY | READING |  | 42 | 0 | 0 | 0 |  | 26.316 | 7.3769 |  |  |  |  | Amber |  | 0 |  | 0 | 0 |  | Green
a4c288697772aaff8625e46c8cc052fa7484bac6 | LITTLE MARLOW | Primary | Southern England | LITT |  | 33.0,11.0 | -0.75823 | 51.5807 | COWLEY | HIGH WYCOMBE |  | 30 | 0 | 0 | 0 |  | 17.5727 | 4.9974 |  |  |  |  | Amber |  | 0 |  | 0 | 0 |  | Green
b66adda9e5439eb30ddc4a1136f342cb65128cfb | LORDSHILL | Primary | Southern England | LORD |  | 33.0,11.0 | -1.4501 | 50.9426 | NURSLING | SOUTHAMPTON RESERVE |  | 30 | 0 | 0 | 0 |  | 11.7256 | 2.9519 |  |  |  |  | Amber |  | 0 |  | 0 | 0 |  | Green
36074fe19b9ac2d561315a2ec49789ac71b3effa | LOVE LANE | Primary | Southern England | LOVE |  | 33.0,11.0 | -1.3205 | 51.414 | BRAMLEY (ANDO-THAT) | THATCHAM |  | 40 | 0 | 0 | 0 |  | 21.7467 | 6.432 |  |  |  |  | Amber |  | 0 |  | 0 | 0 |  | Green
a4d7ecfc69d37c4dd29201e17f662baa56943dd4 | LOVELACE ROAD | Primary | Southern England | LOVE |  | 33.0,11.0 | -1.2705 | 51.7897 | COWLEY | WITNEY & YARNTON |  | 12 | 0 | 0 | 0 |  | 5.2139 | 1.1911 |  |  |  |  | Amber |  | 0 |  | 0 | 0 |  | Red
ffbca515dcc2c7bf766b9e8e06b4c186db83dd92 | LYMINGTON | Primary | Southern England | LYMI |  | 33.0,11.0 | -1.5511 | 50.7705 | MANNINGTON GSP | ARNEWOOD |  | 30 | 0 | 0 | 0 |  | 17.5419 | 4.7896 |  |  |  |  | Amber |  | 2.17 |  | 2.17 | 0 |  | Green
34648c8c785a70168256621f0bf912994e9acd8e | LYNEHAM | Primary | Southern England | LYNE |  | 33.0,11.0 | -2.0113 | 51.5231 | MELKSHAM | CHIPPENHAM |  | 7.5 | 0 | 0 | 0 |  | 11.2983 | 2.578 |  |  |  |  | Amber |  | 2.75 |  | 2.75 | 0 |  | Red
316a6e7982e7b8b81180fee56632a75d8ddefc59 | Laburnam Road | Primary | Southern England | LABU |  | 33.0,11.0 | -0.76867 | 51.2469 | FLEET BRAMLEY | ALDERSHOT |  | 36.3 | 0 | 0 | 0 |  | 25.5963 | 7.2115 |  |  |  |  | Amber
4684b6aeba9f6db3e3fcd8e694785e0d63271e99 | Lairg | Primary | North Scotland | LAIR |  | 33.0,11.0 | -4.3928 | 58.0306 | Lairg |  |  | 2.5 | 0 | 0 | 0 |  | 1.45 | 0.23 |  |  |  |  | Amber |  | 0 |  | 0 | 0 |  | Amber
009c8e9e053a7e6fe513dd097518645ba133e5ea | Latheron | Primary | North Scotland | LATH |  | 33.0,11.0 | -3.3672 | 58.284 | Mybster |  |  | 6.25 | 0 | 0 | 0 |  | 2.1329 | 0.58979 |  |  |  |  | Amber |  | 0.107 |  | 58.107 | 0 |  | Amber
0d53a2bb6c088d5f73ff2404cb0356424ec180f8 | Laurencekirk | Primary | North Scotland | LAUR |  | 33.0,11.0 | -2.4782 | 56.8298 | Fiddes |  |  | 15 | 0 | 0 | 0 |  | 5.4644 | 1.088 |  |  |  |  | Amber |  | 10.2 |  | 10.2 | 0 |  | Amber
1d7e33603578bbc977db3752736d618e23fbeeab | Laxay | Primary | North Scotland | LAXA |  | 33.0,11.0 | -6.5269 | 58.1058 | Stornoway |  |  | 2.5 | 0 | 0 | 0 |  | 1.6878 | 0.25539 |  |  |  |  | Amber |  | 0 |  | 0 | 0 |  | Amber
677288299971d53f659fefde673079cdd25ff1de | Lealty | Primary | North Scotland | LEAL |  | 33.0,11.0 | -4.3644 | 57.7291 | Alness |  |  | 0.5 | 0 | 0 | 0 |  | 0 | 0 |  |  |  |  | Amber
43d154a8935be10ad0e1fe71bdc02daa9156c7fe | Leoch | Primary | North Scotland | LEOC |  | 33.0,11.0 | -3.0425 | 56.5143 | Coupar Angus |  |  | 5 | 0 | 0 | 0 |  | 2.9856 | 0.242 |  |  |  |  | Amber |  | 16.51 |  | 16.51 | 0 |  | Amber
d7d42eca9df574f8609496a69fdccbfa58ebc73e | Lethen | Primary | North Scotland | LETH |  | 33.0,11.0 | -3.8004 | 57.5344 | Nairn |  |  | 2.5 | 0 | 0 | 0 |  | 1.4292 | 0.36408 |  |  |  |  | Amber |  | 0.093 |  | 0.093 | 0 |  | Amber
0e2c54d59ab2337186ac05886fe4b5497cf0f595 | Letterewe | Primary | North Scotland | LETT |  | 33.0,11.0 | -5.4637 | 57.6731 | Grudie Bridge |  |  | 0.1 | 0 | 0 | 0 |  | 0.006 | 0.0015 |  |  |  |  | Amber |  | 0.096 |  | 0.096 | 0 |  | Red
2aecfd714facd3d38a54c8a506cdfe628c0e15d3 | Lhanbryde | Primary | North Scotland | LHAN |  | 33.0,11.0 | -3.2086 | 57.6389 | Elgin |  |  | 5 | 0 | 0 | 0 |  | 1.7966 | 0.23754 |  |  |  |  | Amber |  | 0 |  | 0 | 0 |  | Amber
f6c01be158c9bcab4d40a93815808cf69eb30311 | Liddesdale | Primary | North Scotland | LIDD |  | 33.0,11.0 | -5.6234 | 56.6743 | Fort William |  |  | 0.1 | 0 | 0 | 0 |  | 0.02 | 0.005 |  |  |  |  | Amber |  | 0 |  | 0 | 0 |  | Red
e2abc75f8f88332f9b6f9d054fdc66aae4afe621 | Limehillocks | Primary | North Scotland | LIME |  | 33.0,11.0 | -2.802 | 57.5439 | Keith |  |  | 2.5 | 0 | 0 | 0 |  | 1.6511 | 0.14183 |  |  |  |  | Amber |  | 1.05 |  | 1.05 | 0 |  | Red
dc32b5381d3219b100a4c9f319fe4de914210bdc | Loch Carnan | Primary | North Scotland | LOCH |  | 33.0,11.0 | -7.2707 | 57.3645 | Ardmore |  |  | 8 | 0 | 0 | 0 |  | 0.513 | 0.125 |  |  |  |  | Amber |  | 0.92 |  | 0.92 | 0 |  | Green
b71757ec9221b90b19a341e5eb5aa97d2f61c2e3 | Loch Glascarnoch | Primary | North Scotland | LOCH |  | 33.0,11.0 | -4.8276 | 57.7061 | Grudie Bridge |  |  | 0.5 | 0 | 0 | 0 |  | 0.01 | 0.005 |  |  |  |  | Amber |  | 3.5 |  | 3.5 | 0 |  | Red
86fe9e0e721543d57b228238de6cfcd280738898 | Loch Lubnaig | Primary | North Scotland | LOCH |  | 33.0,11.0 | -4.3049 | 56.2951 | Killin |  |  | 0.1 | 0 | 0 | 0 |  | 0.03 | 0 |  |  |  |  | Amber |  | 0 |  | 0 | 0 |  | Red
8541212992591bd513ec5a2fa0945e010d084e86 | Lochaline | Primary | North Scotland | LOCH |  | 33.0,11.0 | -5.7765 | 56.5435 | Fort William |  |  | 6.5 | 0 | 0 | 0 |  | 0.447 | 0.095 |  |  |  |  | Amber |  | 1.93 |  | 1.93 | 0 |  | Green
e69e8270a7095fc87c82e5e54fabfbeeeeb8c1a6 | Lochcarron | Primary | North Scotland | LOCH |  | 33.0,11.0 | -5.4664 | 57.4191 | Grudie Bridge |  |  | 2.5 | 0 | 0 | 0 |  | 0.08 | 0.08 |  |  |  |  | Amber |  | 0 |  | 0 | 0 |  | Amber
8fc326b6c5779b854b0efe2db09fde5c9a7e4abf | Lochdonhead | Primary | North Scotland | LOCH |  | 33.0,11.0 | -5.6861 | 56.4445 | Taynuilt |  |  | 1 | 0 | 0 | 0 |  | 1.15 | 0.3 |  |  |  |  | Amber |  | 0 |  | 0 | 0 |  | Amber
87e111bcf224c084f15a72f094a39d8b590325c7 | Lochearnhead | Primary | North Scotland | LOCH |  | 33.0,11.0 | -4.2893 | 56.3887 | Killin |  |  | 4 | 0 | 0 | 0 |  | 1.4458 | 0.20004 |  |  |  |  | Amber |  | 1.65 |  | 1.65 | 0 |  | Amber
5b8eac018e14b5fd9f325f10369d118b78d4d694 | Lochee | Primary | North Scotland | LOCH |  | 33.0,11.0 | -3.0069 | 56.4708 | Lyndhurst |  |  | 23 | 0 | 0 | 0 |  | 6.36 | 1.02 |  |  |  |  | Amber |  | 0 |  | 0 | 0 |  | Green
0f2bf2413e6aa0f7d8ac989d243943ae45312690 | Lochgilphead | Primary | North Scotland | LOCH |  | 33.0,11.0 | -5.4356 | 56.0403 | Port Ann |  |  | 8 | 0 | 0 | 0 |  | 9.57 | 0.61 |  |  |  |  | Amber |  | 8.614 |  | 8.614 | 0 |  | Red
2d3950b47f6ae73e5ab600b4894b8626950e6f20 | Lochgoilhead | Primary | North Scotland | LOCH |  | 33.0,11.0 | -4.8987 | 56.1754 | Clachan |  |  | 1.5 | 0 | 0 | 0 |  | 0.56592 | 0.065658 |  |  |  |  | Amber |  | 0 |  | 0.5 | 0 |  | Red
2608ffd277d54cfc67c96100493876701cf5636f | Lochinver | Primary | North Scotland | LOCH |  | 33.0,11.0 | -5.2383 | 58.1479 | Grudie Bridge |  |  | 2.5 | 0 | 0 | 0 |  | 2.165 | 0.541 |  |  |  |  | Amber |  | 0.1 |  | 0.1 | 0 |  | Amber
c919dc6644cb50e4683a01cf3857f56483b40413 | Lochside | Primary | North Scotland | LOCH |  | 33.0,11.0 | -2.896 | 56.6435 | Lunanhead |  |  | 24 | 0 | 0 | 0 |  | 15.379 | 4.9037 |  |  |  |  | Amber |  | 0.08 |  | 0.08 | 0 |  | Green
18fabd7adca9dc996a6da72eb39d0b143ccb7a8d | Logie Pert | Primary | North Scotland | LOGI |  | 33.0,11.0 | -2.529 | 56.7703 | Bridge of Dun |  |  | 5 | 0 | 0 | 0 |  | 1.1254 | 0.0054704 |  |  |  |  | Amber |  | 0.8 |  | 10.79 | 0 |  | Amber
471b7ede35aafc9af51d3723502c318566ad979e | Longhaugh | Primary | North Scotland | LONG |  | 33.0,11.0 | -2.9311 | 56.4927 | Milton of Craigie |  |  | 23 | 0 | 0 | 0 |  | 8.8257 | 2.1607 |  |  |  |  | Amber |  | 0.598 |  | 0.598 | 0 |  | Green
a08f971fe94d8208873ab5eeca6c53b24aae6f67 | Lossiemouth | Primary | North Scotland | LOSS |  | 33.0,11.0 | -3.2906 | 57.7125 | Elgin |  |  | 15 | 0 | 0 | 0 |  | 6.726 | 2.3126 |  |  |  |  | Amber |  | 0 |  | 0 | 0 |  | Green
bead14da8ac5bc66676a63b0e14d790c24095a9c | Lower Ollach | Primary | North Scotland | LOWE |  | 33.0,11.0 | -6.1375 | 57.3554 | Broadford |  |  | 1 | 0 | 0 | 0 |  | 0.59625 | 0.1641 |  |  |  |  | Amber |  | 0 |  | 0 | 0 |  | Amber
0921deae888f12471cc6801a1410f42835a55f4d | Lunanhead | Primary | North Scotland | LUNA |  | 33.0,11.0 | -2.8654 | 56.6544 | Lunanhead |  |  | 10 | 0 | 0 | 0 |  | 11.47 | 1.663 |  |  |  |  | Amber |  | 3.466 |  | 3.466 | 0 |  | Amber
4b95d9c6877cded31065fce10cc2aa75e8fa6c68 | Lussagiven | Primary | North Scotland | LUSS |  | 33.0,11.0 | -5.7967 | 56.0155 | Port Ann |  |  | 0.1 | 0 | 0 | 0 |  | 0.036 | 0.01 |  |  |  |  | Amber |  | 0 |  | 0 | 0 |  | Red
7efc55de7d7298c5ad6d25fd1d54f227c841a783 | Lyndhurst | Primary | North Scotland | LYND |  | 33.0,11.0 | -3.0174 | 56.4811 | Lyndhurst |  |  | 15 | 0 | 0 | 0 |  | 5.4574 | 1.207 |  |  |  |  | Amber |  | 0 |  | 0 | 0 |  | Green
9ded55b80caf0e3858be059fec750db73fa5e81a | Lyness | Primary | North Scotland | LYNE |  | 33.0,11.0 | -3.2082 | 58.8334 | Thurso |  |  | 1 | 0 | 0 | 0 |  | 0.72857 | 0.072414 |  |  |  |  | Amber |  | 0.9 |  | 0.9 | 0 |  | Red
5c2452f36609267fa41ffdc31a692b50431f3ebe | MAIDEN NEWTON | Primary | Southern England | MAID |  | 33.0,11.0 | -0.59378 | 51.3847 | CHICKERELL GSP | CHICKERELL |  | 13 | 0 | 0 | 0 |  | 8.7905 | 1.9 |  |  |  |  | Amber |  | 0 |  | 0 | 0 |  | Amber
c36ecb10d5d774085b71188d1f9db20f09333ef8 | MAIDENHEAD | Primary | Southern England | MAID |  | 33.0,11.0 | -2.58 | 50.7783 | FLEET BRAMLEY | MAIDENHEAD |  | 36 | 0 | 0 | 0 |  | 25.8674 | 6.091 |  |  |  |  | Amber |  | 0 |  | 0 | 0 |  | Green
fdd14a23ff77a8d8d9ff9d16f87ced379856ed55 | MALMESBURY | Primary | Southern England | MALM |  | 33.0,11.0 | -0.75291 | 51.5114 | MELKSHAM | CHIPPENHAM |  | 10 | 0 | 0 | 0 |  | 11.4027 | 3.9005 |  |  |  |  | Amber |  | 0.5 |  | 0.5 | 0 |  | Red
2b8f33e072ffb6cf1d996371798b807b08cd4baa | MANCHESTER ROAD | Primary | Southern England | MANC |  | 33.0,11.0 | -2.1127 | 51.5861 | MINETY | SWINDON |  | 37 | 0 | 0 | 0 |  | 27.1168 | 6.0962 |  |  |  |  | Amber |  | 0 |  | 0 | 0 |  | Red
03bf0230b8216cb240e0093b35609de0156e4470 | MANNINGTON | Primary | Southern England | MANN |  | 33.0,11.0 | -1.7823 | 51.5646 | MANNINGTON GSP | MANNINGTON |  | 15 | 0 | 0 | 0 |  | 7.274 | 0.87649 |  |  |  |  | Amber |  | 0 |  | 0 | 0 |  | Green
919232b863f94cce060f5cea79bc136a0577368d | MARKET | Primary | Southern England | MARK |  | 33.0,11.0 | -1.8945 | 50.8465 | LOVEDEAN | CHICHESTER & HUNSTON |  | 26 | 0 | 0 | 0 |  | 15.017 | 3.2 |  |  |  |  | Amber |  | 0 |  | 0 | 0 |  | Amber
71d3e9a9f4a059fa0e599935efaebc05b57b2da1 | MARLBOROUGH SOUTH | Primary | Southern England | MARL |  | 33.0,11.0 | -0.77328 | 50.8357 | MELKSHAM | WEST GRAFTON |  | 15 | 0 | 0 | 0 |  | 13.0288 | 3.2922 |  |  |  |  | Amber |  | 0 |  | 0 | 0 |  | Red
235aa6caf3d13a9c7c9bb9f91047003a6626aa87 | MAYBUSH | Primary | Southern England | MAYB |  | 33.0,11.0 | -1.7232 | 51.4138 | NURSLING | VELMORE |  | 26 | 0 | 0 | 0 |  | 18.297 | 4.6581 |  |  |  |  | Amber |  | 2 |  | 2 | 0 |  | Green
86d0f09037836b00f12456dcb0d518127ea1297f | MELKSHAM TOWN | Primary | Southern England | MELK |  | 33.0,11.0 | -1.4549 | 50.9329 | MELKSHAM | NORRINGTON |  | 30 | 0 | 0 | 0 |  | 24.0274 | 5.9043 |  |  |  |  | Amber |  | 1.5 |  | 8.7 | 0 |  | Amber
744264207e9864ee1dc85754715c620a9dc059a8 | MEYRICK ROAD | Primary | Southern England | MEYR |  | 33.0,11.0 | -2.1439 | 51.3747 | LOVEDEAN | HAVANT |  | 25.4 | 0 | 0 | 0 |  | 17.5774 | 4.3439 |  |  |  |  | Amber |  | 0 |  | 0 | 0 |  | Green
289ced490e10fcde5f091adcf5957436a7a9ceae | MIDDLE WALLOP | Primary | Southern England | MIDD |  | 33.0,11.0 | -1.5581 | 51.1598 | MELKSHAM | ANDOVER |  | 7 | 0 | 0 | 0 |  | 6.0764 | 0.80293 |  |  |  |  | Amber |  | 4.8 |  | 4.8 | 0 |  | Red
7887242c10c0b7ac34e51a8b3531cd7a8bda431f | MIDHURST | Primary | Southern England | MIDH |  | 33.0,11.0 | -1.5588 | 51.158 | FLEET BRAMLEY | ALTON & FERNHURST |  | 30 | 0 | 0 | 0 |  | 11.5942 | 3.062 |  |  |  |  | Amber |  | 5 |  | 5 | 0 |  | Green
d0eb98e2fa0fe1456996b36531367af329e44b83 | MILBORNE PORT | Primary | Southern England | MILB |  | 33.0,11.0 | -2.4593 | 50.9767 | AXMINSTER | YEOVIL |  | 3.5 | 0 | 0 | 0 |  | 3.8687 | 0.58623 |  |  |  |  | Amber |  | 4 |  | 4 | 0 |  | Red
692935bb0ce10cdd274a70c458f028a65fde6af2 | MILFORD | Primary | Southern England | MILF |  | 33.0,11.0 | -0.64674 | 51.1785 | FLEET BRAMLEY | ALDERSHOT |  | 24 | 0 | 0 | 0 |  | 11.7244 | 2.7679 |  |  |  |  | Amber |  | 0 |  | 0.177 | 0 |  | Green
556819b4c87d6909c8656a419fac21b3f84f769b | MILFORD-ON-SEA | Primary | Southern England | MILF |  | 33.0,11.0 | -1.6009 | 50.7388 | MANNINGTON GSP | ARNEWOOD |  | 13 | 0 | 0 | 0 |  | 8.7337 | 1.6461 |  |  |  |  | Amber |  | 0 |  | 0 | 0 |  | Red
aaa9cc94818a2c8072dca38903ad9b4e594a69ac | MILL LANE | Primary | Southern England | MILL |  | 33.0,11.0 | -1.6009 | 50.7388 | MANNINGTON GSP | MANNINGTON |  | 22.9 | 0 | 0 | 0 |  | 18.7685 | 5.3462 |  |  |  |  | Amber |  | 1 |  | 8.6 | 0 |  | Green
e22871e0786526996ba37080daf80cd41f09a62d | MILTON | Primary | Southern England | MILT |  | 33.0,11.0 | -1.7933 | 50.8496 | COWLEY | DRAYTON |  | 46.4 | 0 | 0 | 0 |  | 36.9202 | 9.8251 |  |  |  |  | Amber |  | 6.836 |  | 6.837 | 0 |  | Green
36258d8dba91842bbdbdf6c5ea532fe5e9c4238b | MINCHINGTON | Primary | Southern England | MINC |  | 33.0,11.0 | -1.2791 | 51.6246 | MANNINGTON GSP | SHAFTESBURY |  | 5 | 0 | 0 | 0 |  | 2.9553 | 0.43258 |  |  |  |  | Amber |  | 0 |  | 0 | 0 |  | Red
e1a0677aae5dd7ba1d7ab8583b8001e0d8b791e5 | MINETY VILLAGE | Primary | Southern England | MINE |  | 33.0,11.0 | -2.0559 | 50.9301 | MINETY | CIRENCESTER |  | 15 | 0 | 0 | 0 |  | 4.3878 | 0.97524 |  |  |  |  | Amber |  | 0 |  | 0 | 0 |  | Red
6b6e70b6adeb31b0b4ce6be52bfdc3b6fbda33d8 | MORTIMER | Primary | Southern England | MORT |  | 33.0,11.0 | -1.9768 | 51.6266 | FLEET BRAMLEY | BURGHFIELD RESERVE |  | 15 | 0 | 0 | 0 |  | 7.9697 | 1.6479 |  |  |  |  | Amber |  | 0 |  | 0 | 0 |  | Green
cd655dce85a165f6f92c7ae3ea322fcecd8ecfc0 | MVEE | Primary | Southern England | MVEE |  | 33.0,11.0 | -1.1057 | 51.3721 | FLEET BRAMLEY | BRACKNELL RESERVE |  | 30 | 0 | 0 | 0 |  | 9.4431 | 0.14818 |  |  |  |  | Amber |  | 3.71 |  | 3.71 | 0 |  | Green
d1d85655232ca9ae1ba3d2ab612479db0bc1aa7c | Maaruig | Primary | North Scotland | MAAR |  | 33.0,11.0 | -6.7494 | 57.9574 | Stornoway |  |  | 0.2 | 0 | 0 | 0 |  | 0.1 | 0.02 |  |  |  |  | Amber |  | 0 |  | 0 | 0 |  | Red
c7a5ed2b02ba3792d5de59c0ed948a56168153ce | MacAlpine Road | Primary | North Scotland | MACA |  | 33.0,11.0 | -3.0079 | 56.4912 | Lyndhurst |  |  | 15 | 0 | 0 | 0 |  | 7.84 | 1.86 |  |  |  |  | Amber |  | 0.224 |  | 0.224 | 0 |  | Green
96beeca567cd48d11dd2b7edc38f50abf01aba63 | MacDuff | Primary | North Scotland | MACD |  | 33.0,11.0 | -2.4984 | 57.6641 | MacDuff |  |  | 12.5 | 0 | 0 | 0 |  | 10.4797 | 2.2294 |  |  |  |  | Amber |  | 47.468 |  | 54.368 | 0 |  | Red
27f9b42de05f86d8149d3bc467f15aa7d50df484 | Machrie | Primary | North Scotland | MACH |  | 33.0,11.0 | -5.3295 | 55.5532 | Carradale |  |  | 2.5 | 0 | 0 | 0 |  | 2.0177 | 0.30503 |  |  |  |  | Amber |  | 0 |  | 0 | 0 |  | Amber
98ec0c88e1fcf743b6b7c419e799c97c18d347ca | Mallaig | Primary | North Scotland | MALL |  | 33.0,11.0 | -5.8263 | 56.9859 | Fort William |  |  | 8 | 0 | 0 | 0 |  | 1.7521 | 0.19119 |  |  |  |  | Amber |  | 0.66 |  | 0.66 | 0 |  | Green
2692107a996af15e92e63d29878ab52180d6b2ed | Markethill | Primary | North Scotland | MARK |  | 33.0,11.0 | -4.6871 | 57.1371 | Fort Augustus | [7 empty] | 0.22183 | 0.051937 | [6 empty] | 0 |  | 0 | 0 |  | Amber
3fb9bc0d633fbca396f40beb2f6defee879d3ba1 | Marnoch | Primary | North Scotland | MARN |  | 33.0,11.0 | -2.6376 | 57.5655 | Keith |  |  | 5 | 0 | 0 | 0 |  | 2.6973 | 0.3866 |  |  |  |  | Amber |  | 3.596 |  | 3.596 | 0 |  | Red
66ddf9933fe2b199fe349b211bbdd715ae477f35 | Marybank | Primary | North Scotland | MARY |  | 33.0,11.0 | -4.5625 | 57.5496 | Beauly |  |  | 2.5 | 0 | 0 | 0 |  | 1.43 | 0.263 |  |  |  |  | Amber |  | 0 |  | 0 | 0 |  | Amber
947ed203c3ce4f83364ac5bef4191ed273e0cb0d | Maryton | Primary | North Scotland | MARY |  | 33.0,11.0 | -2.9935 | 56.6655 | Lunanhead |  |  | 15 | 0 | 0 | 0 |  | 7.2081 | 1.1123 |  |  |  |  | Amber |  | 6.53 |  | 6.53 | 0 |  | Green
4f8290de6942d08a351f44861f98b086c49acb97 | Maud | Primary | North Scotland | MAUD |  | 33.0,11.0 | -2.1264 | 57.5175 | Strichen |  |  | 8 | 0 | 0 | 0 |  | 3.37 | 0.42 |  |  |  |  | Amber |  | 3.724 |  | 3.724 | 0 |  | Green
948758b146b802c0ab4dcbaa7e77c4ca023013ed | Melvich | Primary | North Scotland | MELV |  | 33.0,11.0 | -3.9169 | 58.5522 | Mybster |  |  | 1 | 0 | 0 | 0 |  | 0.92996 | 0.1266 |  |  |  |  | Amber |  | 0 |  | 0 | 0 |  | Amber
6d7f9774469d4158c42bb484f5b055bf9d6cb103 | Menzieshill | Primary | North Scotland | MENZ |  | 33.0,11.0 | -3.0417 | 56.4669 | Charleston |  |  | 15 | 0 | 0 | 0 |  | 14.093 | 3.523 |  |  |  |  | Amber |  | 1.488 |  | 51.388 | 0 |  | Green
c9d45a69aa02fe2a18be0136ae9cffc14422b88e | Methlick | Primary | North Scotland | METH |  | 33.0,11.0 | -2.2458 | 57.4216 | Kintore |  |  | 5 | 0 | 0 | 0 |  | 2.17 | 0.25372 |  |  |  |  | Amber |  | 3.203 |  | 3.203 | 0 |  | Amber
b0bd9229d5a87f56975ccbf77f42a6b8aa51ac66 | Mid Yell | Primary | North Scotland | MID |  | 33.0,11.0 | -1.1221 | 60.6035 | Shetland |  |  | 5 | 0 | 0 | 0 |  | 0.67105 | 0.11277 |  |  |  |  | Amber |  | 0 |  | 0 | 0 |  | Red
956aedeeea47345d6ba9d8cb365e58c18e705026 | Midmar | Primary | North Scotland | MIDM |  | 33.0,11.0 | -2.5264 | 57.1516 | Kintore |  |  | 5 | 0 | 0 | 0 |  | 2.9508 | 0.26872 |  |  |  |  | Amber |  | 3.485 |  | 3.485 | 0 |  | Amber
f20e023177759174f88f7b94396b24f2d3819b15 | Mill Road | Primary | North Scotland | MILL |  | 33.0,11.0 | -2.4701 | 56.71 | Bridge of Dun |  |  | 12.5 | 0 | 0 | 0 |  | 8.0492 | 2.1405 |  |  |  |  | Amber |  | 0.1 |  | 0.1 | 0 |  | Green
f8acf7ede413ea7e9f0663e0a3b6519a87ad09fd | Milnathort | Primary | North Scotland | MILN |  | 33.0,11.0 | -3.4226 | 56.23 | Abernethy |  |  | 15 | 0 | 0 | 0 |  | 11.0491 | 2.6936 |  |  |  |  | Amber |  | 2.972 |  | 3.032 | 0 |  | Green
464db166f5673d163cfa1801ab7496ac5293cd07 | Milton of Craigie | Primary | North Scotland | MILT |  | 33.0,11.0 | -2.9247 | 56.4754 | Milton of Craigie |  |  | 24 | 0 | 0 | 0 |  | 10.3498 | 0.3386 |  |  |  |  | Amber |  | 0 |  | 0 | 0 |  | Green
86dc3c505ba77e98f1e57a626789d90880a5561c | Minor Grudie | Primary | North Scotland | MINO |  | 33.0,11.0 | -4.832 | 57.6195 | Grudie Bridge |  |  | 0.1 | 0 | 0 | 0 |  | 0.02 | 0.005 |  |  |  |  | Amber |  | 0 |  | 0 | 0 |  | Red
9b3a0d3d47cc6997c4481f90d26ef385f6e3037a | Mintlaw | Primary | North Scotland | MINT |  | 33.0,11.0 | -1.9867 | 57.5281 | Strichen |  |  | 15 | 0 | 0 | 0 |  | 6.9 | 1 |  |  |  |  | Amber |  | 3.65 |  | 3.65 | 0 |  | Green
aa227a752d1b75be8e3294de7b78f2e53c49f718 | Montrose North | Primary | North Scotland | MONT |  | 33.0,11.0 | -2.4718 | 56.7224 | Bridge of Dun |  |  | 15 | 0 | 0 | 0 |  | 10.4316 | 2.4816 |  |  |  |  | Amber |  | 0.26 |  | 0.26 | 0 |  | Green
6e2c295be379c24837a759b50e787ff225190a46 | Mossat | Primary | North Scotland | MOSS |  | 33.0,11.0 | -2.8726 | 57.2667 | Tarland |  |  | 2.5 | 0 | 0 | 0 |  | 1.8 | 0.25 |  |  |  |  | Amber |  | 0.225 |  | 0.225 | 0 |  | Amber
9350a6a6ad04f527dca18153cde33c71cda66698 | Mount Pleasant | Primary | North Scotland | MOUN |  | 33.0,11.0 | -3.5033 | 58.5897 | Thurso |  |  | 15 | 0 | 0 | 0 |  | 4.9695 | 1.0196 |  |  |  |  | Amber |  | 0 |  | 0 | 0 |  | Green
bcaf4d45f13ab772315dd97b05147bbfcc9b481c | Muir of Ord | Primary | North Scotland | MUIR |  | 33.0,11.0 | -4.4479 | 57.5032 | Beauly |  |  | 15 | 0 | 0 | 0 |  | 7 | 2.748 |  |  |  |  | Amber |  | 0.9 |  | 0.9 | 0 |  | Green
d749a56a05c5778f780e906e76560f234db70190 | Muirend | Primary | North Scotland | MUIR |  | 33.0,11.0 | -4.2663 | 57.5588 | Beauly |  |  | 6 | 0 | 0 | 0 |  | 2.6572 | 0.47381 |  |  |  |  | Amber |  | 0 |  | 0 | 0 |  | Green
8dbf3ba0e348cec50e07ec455daca79acebf1f8d | NETHERHAMPTON | Primary | Southern England | NETH |  | 33.0,11.0 | -1.8233 | 51.0609 | MANNINGTON GSP | SALISBURY |  | 13 | 0 | 0 | 0 |  | 4.0942 | 0.96022 |  |  |  |  | Amber |  | 0 |  | 0 | 0 |  | Green
f8ac4f87d40966437d152511f8637d4f695bd784 | NETLEY COMMON 11KV | Primary | Southern England | NETL |  | 33.0,11.0 | -1.325 | 50.9055 | BOTLEY WOOD GSP | NETLEY COMMON |  | 30 | 0 | 0 | 0 |  | 26.6526 | 5.8782 |  |  |  |  | Amber |  | 0 |  | 0 | 0 |  | Green
8d715f495f5e12f2c09c4c02727d1eecb69e7e3c | NEW MILTON | Primary | Southern England | NEW |  | 33.0,11.0 | -1.6732 | 50.7537 | MANNINGTON GSP | ARNEWOOD |  | 30 | 0 | 0 | 0 |  | 20.7022 | 4.5553 |  |  |  |  | Amber |  | 1.75 |  | 1.75 | 0 |  | Red
c7743ad5595d2cb079036476af10254a0d2aa23e | NEW STREET | Primary | Southern England | NEW |  | 33.0,11.0 | -1.7852 | 50.8416 | MANNINGTON GSP | MANNINGTON |  | 5 | 0 | 0 | 0 |  | 1.7916 | 0.40725 |  |  |  |  | Amber |  | 0 |  | 0 | 0 |  | Red
11e5f661a069e8c0bb632449c79274481b59152f | NEWPORT | Primary | Southern England | NEWP |  | 33.0,11.0 | -1.2857 | 50.6992 | FAWLEY | COWES & WOOTTON COMMON |  | 38 | 0 | 0 | 0 |  | 30.3694 | 7.8344 |  |  |  |  | Amber
fd317eac7a7de51c7b131cb8bfbbad1dcaed9e0d | NEWPORT | Primary | Southern England | NEWP |  | 33.0,11.0 | -1.2857 | 50.6992 | FAWLEY | COWES & WOOTTON COMMON | [6 empty] | 31.954 | 6.736 | [6 empty] | 5.35 |  | 5.35 | 0 |  | Red
1a3ea39ab69771583228d5fd07f034928d150c90 | NORMANDY | Primary | Southern England | NORM |  | 33.0,11.0 | -0.66523 | 51.2765 | FLEET BRAMLEY | ALDERSHOT |  | 2.5 | 0 | 0 | 0 |  | 2.4449 | 0.5883 |  |  |  |  | Amber |  | 0 |  | 0 | 0 |  | Red
3026590390e7783a1fb7e23e65e28200f2149e0b | NORTH BADDESLEY | Primary | Southern England | NORT |  | 33.0,11.0 | -1.4579 | 50.9829 | NURSLING | VELMORE |  | 19.5 | 0 | 0 | 0 |  | 14.8572 | 3.7537 |  |  |  |  | Amber |  | 0 |  | 0 | 0 |  | Green
077a30aa885220cd880517b8061e0e8abec9c688 | NORTH FAREHAM | Primary | Southern England | NORT |  | 33.0,11.0 | -1.1988 | 50.864 | LOVEDEAN | FAREHAM MAIN |  | 15.2 | 0 | 0 | 0 |  | 11.9579 | 2.3931 |  |  |  |  | Amber |  | 0 |  | 0 | 0 |  | Amber
9f5cee29dc9728dad1b9246e712ec2ee4609eb23 | NORTH FELTHAM | Primary | Southern England | NORT |  | 22.0,11.0 | -0.40344 | 51.4621 | LALEHAM | EAST BEDFONT A |  | 23 | 0 | 0 | 0 |  | 22.731 | 6.6149 |  |  |  |  | Amber |  | 0 |  | 0 | 0 |  | Green
b28a39aa6b080ae829f02e9d557ccfc0e1ce03d1 | NORTH HINKSEY | Primary | Southern England | NORT |  | 33.0,11.0 | -1.2976 | 51.7355 | COWLEY | OXFORD |  | 9.8 | 0 | 0 | 0 |  | 7.1569 | 1.448 |  |  |  |  | Amber |  | 1.3 |  | 1.3 | 0 |  | Red
fb73645b998077ec3d47c33d86e4dbe5c77d45f1 | NORTHLEACH | Primary | Southern England | NORT |  | 33.0,11.0 | -1.8486 | 51.8267 | MINETY | CIRENCESTER |  | 10 | 0 | 0 | 0 |  | 5.6269 | 1.5242 |  |  |  |  | Amber |  | 0 |  | 0 | 0 |  | Amber
90badf949c4423f3be2d688b963d245fafcec4b8 | NORTHOLT | Primary | Southern England | NORT |  | 66.0,11.0 | -0.39303 | 51.5371 | IVER 66KV |  |  | 38 | 0 | 0 | 0 |  | 29.3547 | 6.0003 |  |  |  |  | Amber |  | 0 |  | 0 | 0 |  | Green
8238ac0c722196b2eece62bf26a29161e73df8e1 | NORTHUMBERLAND AVENUE | Primary | Southern England | NORT |  | 33.0,11.0 | -0.96204 | 51.4339 | FLEET BRAMLEY | READING |  | 25 | 0 | 0 | 0 |  | 17.656 | 5.0602 |  |  |  |  | Amber |  | 3 |  | 3 | 0 |  | Green
e5118e1cf76b6196f007a725afba14144da5d475 | NUFFIELD | Primary | Southern England | NUFF |  | 33.0,11.0 | -1.0165 | 51.5762 | COWLEY | HIGH WYCOMBE |  | 7 | 0 | 0 | 0 |  | 4.0958 | 0.77732 |  |  |  |  | Amber |  | 0 |  | 0 | 0 |  | Red
1b2d50f527705de3c700844ae3d560fca5e00aee | Nairn Central | Primary | North Scotland | NAIR |  | 33.0,11.0 | -3.8665 | 57.5829 | Nairn |  |  | 15 | 0 | 0 | 0 |  | 10.2091 | 1.9961 |  |  |  |  | Amber |  | 0 |  | 0 | 0 |  | Green
b48eb2a310310f3bb2bd7b14809d57e7730bbb38 | New Pitsligo | Primary | North Scotland | NEW |  | 33.0,11.0 | -2.1935 | 57.5836 | Strichen |  |  | 2.5 | 0 | 0 | 0 |  | 1.9719 | 0.042255 |  |  |  |  | Amber |  | 0.18 |  | 0.18 | 0 |  | Red
f8cf49e87c6180185ca12426ffc7d7c88caa9be7 | Newton | Primary | North Scotland | NEWT |  | 33.0,11.0 | -5.1411 | 56.1403 | Dunoon |  |  | 0.2 | 0 | 0 | 0 |  | 0.626 | 0.39 |  |  |  |  | Amber |  | 0 |  | 0 | 0 |  | Red
13cdea5cbe648627ea766068b77a92817422696a | Newtonhill | Primary | North Scotland | NEWT |  | 33.0,11.0 | -2.1633 | 57.0339 | Redmoss |  |  | 15 | 0 | 0 | 0 |  | 12.5817 | 3.1803 |  |  |  |  | Amber |  | 3.3 |  | 3.3 | 0 |  | Green
d67acc40085a92ff440c4446c4cf051ed5631a57 | Nigg | Primary | North Scotland | NIGG |  | 33.0,11.0 | -4.0238 | 57.7016 | Alness |  |  | 15 | 0 | 0 | 0 |  | 0.684 | 0.02 |  |  |  |  | Amber |  | 0 |  | 0 | 0 |  | Green
4e76a9ff979da142fabc0d6ffa1927b208373178 | Ninewells | Primary | North Scotland | NINE |  | 33.0,11.0 | -3.0541 | 56.4634 | Charleston |  |  | 15 | 0 | 0 | 0 |  | 6.2121 | 2.1378 |  |  |  |  | Amber |  | 0.173 |  | 0.173 | 0 |  | Green
4709000c2a6ca5de7aea5e31dbfbabac441c70c5 | North Hoy | Primary | North Scotland | NORT |  | 33.0,11.0 | -3.2917 | 58.9038 | Thurso |  |  | 0.15 | 0 | 0 | 0 |  | 0.117 | 0.05 |  |  |  |  | Amber |  | 0 |  | 0 | 0 |  | Red
63cab62533711195133bccc4939c021c0f195924 | North Kessock | Primary | North Scotland | NORT |  | 33.0,11.0 | -4.2547 | 57.5062 | Beauly |  |  | 2.5 | 0 | 0 | 0 |  | 1.3972 | 0.20912 |  |  |  |  | Amber |  | 0 |  | 0 | 0 |  | Amber
08203d100909114f8c73aaacdb27157d94baa73d | Northfield | Primary | North Scotland | NORT |  | 33.0,11.0 | -2.1549 | 57.166 | Persley | [7 empty] | 5.6648 | 0.80776 | [6 empty] | 0 |  | 0 | 0 |  | Green
c686e922b36e67f864367c991c3a9244ecc3d6ee | Nostie Bridge | Primary | North Scotland | NOST |  | 33.0,11.0 | -5.5656 | 57.2852 | Broadford |  |  | 8 | 0 | 0 | 0 |  | 3.77 | 0.55 |  |  |  |  | Amber |  | 1.04 |  | 1.177 | 0 |  | Green
c5ea86910ddac2249c8dfa6925740dfe50a4ba22 | OAKRIDGE | Primary | Southern England | OAKR |  | 33.0,11.0 | -1.0903 | 51.2787 | BRAMLEY (BASI) | BASINGSTOKE T3 & T4 |  | 30 | 0 | 0 | 0 |  | 9.727 | 2.1576 |  |  |  |  | Amber |  | 0 |  | 0 | 0 |  | Green
3b68161359df2dc97285d378258f4fe316c59122 | OLD ROAD | Primary | Southern England | OLD |  | 33.0,11.0 | -1.1998 | 51.7538 | COWLEY | HEADINGTON |  | 30 | 0 | 0 | 0 |  | 15.6627 | 6.6928 |  |  |  |  | Amber |  | 0.344 |  | 0.344 | 0 |  | Green
248ff818f157022515afc2b8e3c65894449ab903 | OSNEY | Primary | Southern England | OSNE |  | 33.0,11.0 | -1.2758 | 51.7496 | COWLEY | OXFORD |  | 30 | 0 | 0 | 0 |  | 23.6044 | 5.986 |  |  |  |  | Amber |  | 0.504 |  | 0.504 | 0 |  | Green
a92054f3c0059a862a28ab745c80ef7efb879b2f | OVERTON | Primary | Southern England | OVER |  | 33.0,11.0 | -1.2555 | 51.2546 | BRAMLEY (BASI) | BASINGSTOKE T1B & T2B |  | 16 | 0 | 0 | 0 |  | 13.3598 | 1.6088 |  |  |  |  | Amber |  | 10.4 |  | 11.6 | 0 |  | Green
c5e0bb1e8ea198cd03e28daf216d824b715af50a | Oban | Primary | North Scotland | OBAN |  | 33.0,11.0 | -5.4759 | 56.4075 | Taynuilt |  |  | 24 | 0 | 0 | 0 |  | 13.9578 | 7.456 |  |  |  |  | Amber |  | 0 |  | 0 | 0 |  | Green
47d2a88bcf36aa1d774720f5d5c6e8a971e472b5 | Old Craigie Road | Primary | North Scotland | OLD |  | 33.0,11.0 | -2.9407 | 56.4777 | Milton of Craigie |  |  | 10 | 0 | 0 | 0 |  | 7.0806 | 1.9377 |  |  |  |  | Amber |  | 0 |  | 0 | 0 |  | Green
c9d407a0a8025b4070f74956feeb2cf8a5899644 | Oldmeldrum | Primary | North Scotland | OLDM |  | 33.0,11.0 | -2.3063 | 57.3364 | Kintore |  |  | 8 | 0 | 0 | 0 |  | 5.47 | 0.77248 |  |  |  |  | Amber |  | 1.95 |  | 1.95 | 0 |  | Green
74f144ae9ffc9586033a68d8ee90a68ec9fab541 | Ormlie | Primary | North Scotland | ORML |  | 33.0,11.0 | -3.5367 | 58.5855 | Thurso |  |  | 15 | 0 | 0 | 0 |  | 6.4933 | 1.376 |  |  |  |  | Amber |  | 30 |  | 30 | 0 |  | Green
5ddf58ed56bae48d4cd820f8e4a480408b38ad8b | Otter Ferry | Primary | North Scotland | OTTE |  | 33.0,11.0 | -5.3165 | 56.0107 | Dunoon |  |  | 2.5 | 0 | 0 | 0 |  | 0.85618 | 0.069762 |  |  |  |  | Amber |  | 0.881 |  | 0.881 | 0 |  | Amber
7b064786c3b54d947eb576a1a50b6910a9bbdade | Overgate | Primary | North Scotland | OVER |  | 33.0,11.0 | -2.9747 | 56.4597 | Glenagnes |  |  | 42 | 0 | 0 | 0 |  | 21.05 | 8.14 |  |  |  |  | Amber |  | 3.045 |  | 3.045 | 0 |  | Green
4073861fa07943beb79d2858622542f69d0ffd66 | Overscaig | Primary | North Scotland | OVER |  | 33.0,11.0 | -4.7281 | 58.1881 | Cassley |  |  | 0.1 | 0 | 0 | 0 |  | 0.041 | 0.01 |  |  |  |  | Amber |  | 0 |  | 0 | 0 |  | Red
ede8a0674f4a88cb155173a1d22f95741ea04def | PADWORTH | Primary | Southern England | PADW |  | 33.0,11.0 | -1.1068 | 51.3892 | FLEET BRAMLEY | BURGHFIELD RESERVE |  | 5 | 0 | 0 | 0 |  | 3.1896 | 0.55468 |  |  |  |  | Amber |  | 0 |  | 0 | 0 |  | Red
b7594d27a112d405abc1c0d9323ce10ee60359a4 | PANGBOURNE | Primary | Southern England | PANG |  | 33.0,11.0 | -1.0949 | 51.4817 | FLEET BRAMLEY | BURGHFIELD RESERVE |  | 30 | 0 | 0 | 0 |  | 9.1108 | 1.8861 |  |  |  |  | Amber |  | 0 |  | 0 | 0 |  | Green
e1b6818d782c3ad622f70072f8451e27d5142d8b | PARK GATE | Primary | Southern England | PARK |  | 33.0,11.0 | -1.2713 | 50.8715 | BOTLEY WOOD GSP | BOTLEY WOOD |  | 30 | 0 | 0 | 0 |  | 21.5728 | 4.4115 |  |  |  |  | Amber |  | 0 |  | 0 | 0 |  | Green
41a8b0bafd1f8af57cc92ce206044a6ba955f698 | PARK HOUSE | Primary | Southern England | PARK |  | 33.0,11.0 | -1.67 | 51.1929 | BRAMLEY (ANDO-THAT) | AMESBURY |  | 4 | 0 | 0 | 0 |  | 2.0149 | 0.21338 |  |  |  |  | Amber |  | 0 |  | 0 | 0 |  | Red
7dafbe287751a4e6b6a4a5fec704867359736476 | PARK NORTH | Primary | Southern England | PARK |  | 33.0,11.0 | -1.741 | 51.5592 | MINETY | STRATTON MAIN |  | 30 | 0 | 0 | 0 |  | 19.1144 | 5.1221 |  |  |  |  | Amber |  | 0 |  | 1 | 0 |  | Amber
ec53b22f30b9083f9b4a8beed80fce7b07128a56 | PARK ROYAL | Primary | Southern England | PARK |  | 22.0,6.6 | -0.26916 | 51.5261 | WILLESDEN | ACTON LANE |  | 11.5 | 0 | 0 | 0 |  | 10.821 | 2.3024 |  |  |  |  | Amber |  | 0 |  | 0 | 0 |  | Green
d66dde172f7f549ac1c8957809d2e7925c4e3534 | PARKSTONE NORTH | Primary | Southern England | PARK |  | 33.0,11.0 | -1.9546 | 50.7303 | MANNINGTON GSP | BOURNEMOUTH |  | 29.8 | 0 | 0 | 0 |  | 24.8901 | 5.9741 |  |  |  |  | Amber |  | 0 |  | 0 | 0 |  | Green
3c227dce7b46409f89cf9a5c126fb653f3fbf086 | PARKSTONE SOUTH | Primary | Southern England | PARK |  | 33.0,11.0 | -1.9334 | 50.7078 | MANNINGTON GSP | BOURNEMOUTH |  | 30 | 0 | 0 | 0 |  | 9.2384 | 2.5758 |  |  |  |  | Amber |  | 0 |  | 0 | 0 |  | Green
2844163d1e551f12c3bb9d58c67d00966e6d807c | PEACOCK FARM | Primary | Southern England | PEAC |  | 33.0,11.0 | -0.59101 | 51.3842 | FLEET BRAMLEY | WOKINGHAM |  | 15 | 0 | 0 | 0 |  | 5.4793 | 1.2315 |  |  |  |  | Amber |  | 0 |  | 0 | 0 |  | Green
90b7ac1f38f7f88646510a12e5df48cf96ee18e9 | PERIVALE | Primary | Southern England | PERI |  | 66.0,11.0 | -0.30666 | 51.5333 | WILLESDEN | PERIVALE |  | 40 | 0 | 0 | 0 |  | 28.8355 | 9.5412 |  |  |  |  | Amber |  | 0 |  | 0 | 0 |  | Green
94c93f67a2ce1521d469dc5ba4672a8355e6ebd9 | PETERSFIELD | Primary | Southern England | PETE |  | 33.0,11.0 | -0.94454 | 51.0054 | FLEET BRAMLEY | ALTON & FERNHURST |  | 30 | 0 | 0 | 0 |  | 21.5314 | 5.4488 |  |  |  |  | Amber |  | 0.25 |  | 0.25 | 0 |  | Green
306f4c029ddd2fc05b7cd8aaafed92379a2291f2 | PETERSFIELD AVENUE | Primary | Southern England | PETE |  | 33.0,11.0 | -0.58785 | 51.5133 | IVER 132KV | CHALVEY |  | 42 | 0 | 0 | 0 |  | 32.2922 | 7.9561 |  |  |  |  | Amber |  | 1.94 |  | 3.94 | 0 |  | Green
c2958e856e10841836972775d7a8608bc44a041c | PETERSFINGER | Primary | Southern England | PETE |  | 33.0,11.0 | -1.779 | 51.0653 | MANNINGTON GSP | SALISBURY |  | 14 | 0 | 0 | 0 |  | 11.7737 | 2.4006 |  |  |  |  | Amber |  | 0 |  | 0 | 0 |  | Red
30bf083917613f03c8a12bad3cdf2e2bd7267f20 | PEWSEY | Primary | Southern England | PEWS |  | 33.0,11.0 | -1.7911 | 51.3331 | BRAMLEY (ANDO-THAT) | AMESBURY |  | 17 | 0 | 0 | 0 |  | 8.8918 | 1.1721 |  |  |  |  | Amber |  | 0 |  | 0 | 0 |  | Amber
a9c99de595e9b3931c5e0b7c3406e943c21d6ee1 | PIDDLETRENTHIDE | Primary | Southern England | PIDD |  | 33.0,11.0 | -2.4249 | 50.7974 | CHICKERELL GSP | CHICKERELL |  | 6.5 | 0 | 0 | 0 |  | 2.6669 | 0.32094 |  |  |  |  | Amber |  | 0 |  | 0 | 0 |  | Amber
978c0b018c86741033ac7ac68d6ce84258e1f43b | PINGEWOOD | Primary | Southern England | PING |  | 33.0,11.0 | -0.92698 | 51.4588 | FLEET BRAMLEY | READING |  | 14.3 | 0 | 0 | 0 |  | 9.7222 | 1.4022 |  |  |  |  | Amber |  | 0 |  | 0 | 0 |  | Green
a44c6cd6b6b40ce9e85febc6b3681d933ad7ad38 | PLAISTOW | Primary | Southern England | PLAI |  | 33.0,11.0 | -0.54498 | 51.0569 | FLEET BRAMLEY | ALTON & FERNHURST |  | 15 | 0 | 0 | 0 |  | 4.5938 | 0.98974 |  |  |  |  | Amber |  | 0 |  | 0.322 | 0 |  | Red
c99b0ad559e2ba94e888008ec7c76826f113f2be | PLESSEY | Primary | Southern England | PLES |  | 33.0,11.0 | -1.7648 | 51.5791 | MINETY | STRATTON MAIN |  | 15 | 0 | 0 | 0 |  | 11.3767 | 2.8898 |  |  |  |  | Amber |  | 0 |  | 0 | 0 |  | Amber
ae53eb2ebef3cf1843e8d1919b729eaf8cbf0c18 | PLESSEY TITCHFIELD | Primary | Southern England | PLES |  | 33.0,11.0 | -1.1996 | 50.8338 | LOVEDEAN | FAREHAM MAIN |  | 30 | 0 | 0 | 0 |  | 12.8204 | 4.1339 |  |  |  |  | Amber |  | 0 |  | 0 | 0 |  | Amber
d83eba7bac4bca386cf80dafe604faafabd3c5ce | POOLE (HILL STREET) | Primary | Southern England | POOL |  | 33.0,11.0 | -0.78257 | 51.411 | MANNINGTON GSP | POOLE PS (HAMWORTHY) |  | 23 | 0 | 0 | 0 |  | 15.0203 | 4.7967 |  |  |  |  | Amber |  | 0 |  | 3.4 | 0 |  | Red
2e94144b8de8a04f68990239e3259a1ba1df2f92 | PORTCHESTER | Primary | Southern England | PORT |  | 33.0,11.0 | -1.12 | 50.8471 | LOVEDEAN | WYMERING & FORT WIDLEY |  | 19.5 | 0 | 0 | 0 |  | 14.7532 | 2.8501 |  |  |  |  | Amber |  | 3.5 |  | 3.5 | 0 |  | Green
e206ec7a282e517a647d6462dda846b7ae4b111b | PORTLAND | Primary | Southern England | PORT |  | 33.0,11.0 | -2.4503 | 50.5644 | CHICKERELL GSP | CHICKERELL |  | 18.1 | 0 | 0 | 0 |  | 10.7219 | 2.8 |  |  |  |  | Amber |  | 2.4 |  | 2.4 | 0 |  | Amber
f3aaa94dcdf1a7707b1b57e2ddb01da246ca6c2c | PORTSMOUTH | Primary | Southern England | PORT |  | 33.0,11.0 | -1.1018 | 50.7933 | LOVEDEAN | PORTSMOUTH |  | 40 | 0 | 0 | 0 |  | 13.7824 | 4.1048 |  |  |  |  | Amber |  | 1 |  | 1.25 | 0 |  | Green
ecfe0111feeadbb8312616dca1d22a91e948d695 | PORTWAY | Primary | Southern England | PORT |  | 33.0,11.0 | -1.5096 | 51.2126 | MELKSHAM | ANDOVER |  | 26 | 0 | 0 | 0 |  | 19.2971 | 1.9633 |  |  |  |  | Amber |  | 8.06 |  | 8.06 | 0 |  | Red
e6496546a5256e7a1c5ec25b7a6114a97bb999de | POYLE | Primary | Southern England | POYL |  | 33.0,11.0 | -0.51233 | 51.4693 | IVER 132KV | LONGFORD |  | 25.7 | 0 | 0 | 0 |  | 19.9107 | 6.4929 |  |  |  |  | Amber |  | 0 |  | 0 | 0 |  | Green
d9ebf0b378299b58c0a01eeeb95ff051f17c177a | PRESSED STEEL SWINDON | Primary | Southern England | PRES |  | 33.0,11.0 | -1.756 | 51.5758 | MINETY | STRATTON MAIN |  | 31 | 0 | 0 | 0 |  | 9.3137 | 1.8768 |  |  |  |  | Amber |  | 0 |  | 0 | 0 |  | Amber
0c921a34a5b00012fbfe8ed0442170bd7f9d4937 | PRESTON CANDOVER | Primary | Southern England | PRES |  | 33.0,11.0 | -1.1307 | 51.1665 | FLEET BRAMLEY | ALTON & FERNHURST |  | 15 | 0 | 0 | 0 |  | 4.7478 | 1.0608 |  |  |  |  | Amber |  | 0 |  | 20 | 0 |  | Green
d66f64d79d14a7f24f45d44f100d3cf5bba38e20 | PUDDLETOWN | Primary | Southern England | PUDD |  | 33.0,11.0 | -2.3678 | 50.7549 | CHICKERELL GSP | CHICKERELL |  | 6.3 | 0 | 0 | 0 |  | 2.62 | 0.46677 |  |  |  |  | Amber |  | 0 |  | 0 | 0 |  | Amber
a062f02480b16391f649f65b6ea72354752b1a3d | PULHAM | Primary | Southern England | PULH |  | 33.0,11.0 | -2.4048 | 50.8835 | AXMINSTER | YEOVIL |  | 8 | 0 | 0 | 0 |  | 4.3388 | 0.78164 |  |  |  |  | Amber |  | 0 |  | 0 | 0 |  | Red
b1a346fa243045bec422de083e6210ff4f9ee650 | PURBROOK | Primary | Southern England | PURB |  | 33.0,11.0 | -1.0484 | 50.8661 | LOVEDEAN | WYMERING & FORT WIDLEY |  | 13 | 0 | 0 | 0 |  | 8.2283 | 2.8337 |  |  |  |  | Amber |  | 0 |  | 0 | 0 |  | Green
3ffd56440c53bdc10a8339a7d37dcc99506b30bd | PYESTOCK 33/11 | Primary | Southern England | PYES |  | 33.0,11.0 | -0.81142 | 51.284 | FLEET BRAMLEY | PYESTOCK |  | 24 | 0 | 0 | 0 |  | 6.3693 | 0.86572 |  |  |  |  | Amber |  | 0 |  | 0 | 0 |  | Green
bee6af946056d3a967ceb675706e1cc4cad2766d | Park | Primary | North Scotland | PARK |  | 33.0,11.0 | -2.3463 | 57.0854 | Kintore |  |  | 6 | 0 | 0 | 0 |  | 2.2808 | 0.42 |  |  |  |  | Amber |  | 0 |  | 0 | 0 |  | Green
56ad93f4c47f48841c39488fb3ad7a5910066856 | Peddieston | Primary | North Scotland | PEDD |  | 33.0,11.0 | -4.1093 | 57.6452 | Alness |  |  | 2.5 | 0 | 0 | 0 |  | 1.781 | 0.334 |  |  |  |  | Amber |  | 0 |  | 0 | 0 |  | Amber
eb230891d265c986c5513be353afcfa865405abd | Perth Harbour | Primary | North Scotland | PERT |  | 33.0,11.0 | -3.4276 | 56.3825 | Abernethy |  |  | 15 | 0 | 0 | 0 |  | 11.2868 | 2.8691 |  |  |  |  | Amber |  | 0 |  | 0 | 0 |  | Green
370bb85e858020567a2229b9e4dd545b32da244c | Peterhead Grange | Primary | North Scotland | PETE |  | 33.0,11.0 | -1.8058 | 57.5087 | Peterhead Grange |  |  | 24 | 0 | 0 | 0 |  | 14.0875 | 3.3594 |  |  |  |  | Amber |  | 0 |  | 0 | 0 |  | Green
d103ce174008dc9242596b1ce267e603ea4fc752 | Peterhead North St | Primary | North Scotland | PETE |  | 33.0,11.0 | -1.7769 | 57.5081 | Peterhead Grange |  |  | 24 | 0 | 0 | 0 |  | 12 | 2.28 |  |  |  |  | Amber
32b536a7d8d34cccb2dc60c7afea136f0e3fe0b2 | Pinegrove | Primary | North Scotland | PINE |  | 33.0,11.0 | -5.1062 | 56.8148 | Fort William |  |  | 10 | 0 | 0 | 0 |  | 6.4108 | 1.7277 |  |  |  |  | Amber |  | 0 |  | 0 | 0 |  | Green
b924b922a0490e56a295920d7ba6366f87be654c | Pitlochry | Primary | North Scotland | PITL |  | 33.0,11.0 | -3.7045 | 56.7109 | Tummel Bridge |  |  | 6.25 | 0 | 0 | 0 |  | 4.6 | 0.47644 |  |  |  |  | Amber |  | 1.659 |  | 1.659 | 0 |  | Green
c55c6091cd860a6efb494728edfa6bf0445551fe | Pollachar | Primary | North Scotland | POLL |  | 33.0,11.0 | -7.3688 | 57.1064 | Ardmore |  |  | 2.5 | 0 | 0 | 0 |  | 2.8196 | 0.71256 |  |  |  |  | Amber |  | 1.8 |  | 1.8 | 0 |  | Amber
c327b1fbeba188bc8a7d7ed83a528717fef94302 | Poor House | Primary | North Scotland | POOR |  | 33.0,11.0 | -5.7363 | 56.7668 | Fort William |  |  | 0.1 | 0 | 0 | 0 |  | 0.03 | 0.007 |  |  |  |  | Amber |  | 0 |  | 0 | 0 |  | Red
502ab2311fe525eae4e1217a143e6ff912343c55 | Port Askaig | Primary | North Scotland | PORT |  | 33.0,11.0 | -6.1216 | 55.8434 | Port Ann |  |  | 2.5 | 0 | 0 | 0 |  | 1.2211 | 0.37517 |  |  |  |  | Amber |  | 0.05 |  | 0.05 | 0 |  | Amber
af5fe31b2e9fe301a847aafd2c9fc8dac3cdd43a | Port Ellen | Primary | North Scotland | PORT |  | 33.0,11.0 | -6.1886 | 55.6315 | Port Ann |  |  | 4 | 0 | 0 | 0 |  | 2.68 | 0.67 |  |  |  |  | Amber |  | 0.33 |  | 0.33 | 0 |  | Amber
4654dfb00eaea4a509e2386778098f4d031b46f4 | Portree | Primary | North Scotland | PORT |  | 33.0,11.0 | -6.1973 | 57.4217 | Dunvegan |  |  | 15 | 0 | 0 | 0 |  | 10.172 | 3.6249 |  |  |  |  | Amber |  | 0 |  | 0 | 0 |  | Green
38abb3fdb7ecd0a95d39f901aa6efa7e0e6452f0 | Portsoy | Primary | North Scotland | PORT |  | 33.0,11.0 | -2.6976 | 57.6733 | MacDuff |  |  | 5 | 0 | 0 | 0 |  | 2.1258 | 0.48047 |  |  |  |  | Amber |  | 1.043 |  | 1.043 | 0 |  | Amber
e4599671b70ca04495797f0a2e5d4af564f38456 | QUARRY ROAD | Primary | Southern England | QUAR |  | 33.0,11.0 | -1.7797 | 51.5491 | MINETY | TOOTHILL |  | 20 | 0 | 0 | 0 |  | 18.389 | 3.9747 |  |  |  |  | Amber |  | 0 |  | 1.8 | 0 |  | Red
546c76f799dbc48a2fa5570c7c8782c06da9874a | QUEENSMEAD | Primary | Southern England | QUEE |  | 33.0,11.0 | -0.75279 | 51.2937 | FLEET BRAMLEY | CAMBERLEY RESERVE |  | 13 | 0 | 0 | 0 |  | 8.3537 | 1.964 |  |  |  |  | Amber |  | 0 |  | 0 | 0 |  | Green
788f8e466081e0440181e59130cbd472b2577467 | Queens Lane North | Primary | North Scotland | QUEE |  | 33.0,11.0 | -2.1301 | 57.1432 | Woodhill |  |  | 12.5 | 0 | 0 | 0 |  | 13.94 | 2.65 |  |  |  |  | Amber |  | 0 |  | 0 | 0 |  | Green
33ce7914d87921f7c8f9f9e39ce3963bc9b8a644 | Quoich | Primary | North Scotland | QUOI |  | 33.0,11.0 | -5.1077 | 57.0695 | Quoich |  |  | 1 | 0 | 0 | 0 |  | 0 | 0 |  |  |  |  | Amber |  | 0 |  | 0.125 | 0 |  | Red
bfe409b1fe1e19012ad0889ce8b5771cfb07c387 | RAMSBURY | Primary | Southern England | RAMS |  | 33.0,11.0 | -1.6064 | 51.4477 | MELKSHAM | WEST GRAFTON |  | 8 | 0 | 0 | 0 |  | 3.962 | 0.77096 |  |  |  |  | Amber |  | 0 |  | 0 | 0 |  | Red
913e519cc642f0f69eeb3655b0e75f0f4375ce8c | READING | Primary | Southern England | READ |  | 33.0,11.0 | -0.927 | 51.4588 | FLEET BRAMLEY | READING |  | 42 | 0 | 0 | 0 |  | 33.0115 | 11.169 |  |  |  |  | Amber |  | 0 |  | 1.14 | 0 |  | Green
32399dfc7869d456d5f1434bbb826d8cd3184799 | READING TOWN | Primary | Southern England | READ |  | 33.0,11.0 | -0.97128 | 51.4616 | FLEET BRAMLEY | READING TOWN |  | 60 | 0 | 0 | 0 |  | 37.9062 | 8.783 |  |  |  |  | Amber |  | 0.5 |  | 0.5 | 0 |  | Green
1a0fe7e8d69b8290d69a47921413550cff9a9433 | REDHILL | Primary | Southern England | REDH |  | 33.0,11.0 | -1.8797 | 50.765 | MANNINGTON GSP | REDHILL |  | 39 | 0 | 0 | 0 |  | 21.5982 | 3.3511 |  |  |  |  | Amber |  | 8.71 |  | 8.71 | 0 |  | Green
63dfd6d0b9c75dea33c138181c06fd955263511c | REDLANDS | Primary | Southern England | REDL |  | 33.0,11.0 | -2.4652 | 50.639 | CHICKERELL GSP | CHICKERELL |  | 15 | 0 | 0 | 0 |  | 11.1317 | 2.2253 |  |  |  |  | Amber |  | 0 |  | 0 | 0 |  | Amber
272546761dad9d07423dbe5c239e8765e854c6af | REDLYNCH | Primary | Southern England | REDL |  | 33.0,11.0 | -1.7294 | 50.984 | MANNINGTON GSP | SALISBURY |  | 9 | 0 | 0 | 0 |  | 7.2565 | 1.4487 |  |  |  |  | Amber |  | 7.6 |  | 7.6 | 0 |  | Red
e05df33c7ba654910bc8aa86f8a2ec68f30249b5 | REGENTS PARK | Primary | Southern England | REGE |  | 33.0,11.0 | -1.4428 | 50.9157 | NURSLING | VELMORE |  | 30 | 0 | 0 | 0 |  | 12.6611 | 3.6978 |  |  |  |  | Amber |  | 1.2 |  | 1.2 | 0 |  | Green
68ce958796f22745c7eb031fc21c70cfa2d4e64e | RISSINGTON | Primary | Southern England | RISS |  | 33.0,11.0 | -1.7221 | 51.8744 | COWLEY | WITNEY & YARNTON |  | 10.3 | 0 | 0 | 0 |  | 6.7195 | 1.4 |  |  |  |  | Amber |  | 0 |  | 0 | 0 |  | Red
2040464933fddda5d446b0203403d3b8302bcf15 | RIVERSIDE | Primary | Southern England | RIVE |  | 33.0,11.0 | -1.3135 | 51.4032 | BRAMLEY (ANDO-THAT) | THATCHAM |  | 15 | 0 | 0 | 0 |  | 12.6806 | 2.6825 |  |  |  |  | Amber |  | 0 |  | 0 | 0 |  | Green
5e0ab4cbf60abfbfab1d9dbf718db5f1da82fbcb | ROCKBOURNE | Primary | Southern England | ROCK |  | 33.0,11.0 | -1.8359 | 50.9596 | MANNINGTON GSP | MANNINGTON |  | 2 | 0 | 0 | 0 |  | 1.6367 | 0.27071 |  |  |  |  | Amber |  | 0 |  | 0 | 0 |  | Red
58a61d64e85179f20746b5b815d379c2bd56fff6 | ROMSEY | Primary | Southern England | ROMS |  | 33.0,11.0 | -1.4871 | 50.9882 | NURSLING | VELMORE |  | 21 | 0 | 0 | 0 |  | 16.0516 | 2.728 |  |  |  |  | Amber |  | 0 |  | 0 | 0 |  | Green
54179b2f340c73a22fa5df15f082e3f839341665 | ROSE GREEN | Primary | Southern England | ROSE |  | 33.0,11.0 | -0.72519 | 50.7868 | LOVEDEAN | CHICHESTER & HUNSTON |  | 26 | 0 | 0 | 0 |  | 15.4335 | 2 |  |  |  |  | Amber |  | 8.045 |  | 8.045 | 0 |  | Amber
0478e97881f5a1a751124166e1b9660acc521681 | ROSE HILL | Primary | Southern England | ROSE |  | 33.0,11.0 | -1.2247 | 51.7236 | COWLEY | COWLEY LOCAL MAIN |  | 26 | 0 | 0 | 0 |  | 17.685 | 3.8266 |  |  |  |  | Amber |  | 0.8 |  | 0.8 | 0 |  | Green
4a1c0eccbbbeca62ddb4f802386ed8bfdc60b1c9 | ROWDEN | Primary | Southern England | ROWD |  | 33.0,11.0 | -2.1338 | 51.4526 | MELKSHAM | CHIPPENHAM |  | 23 | 0 | 0 | 0 |  | 20.5471 | 4.1361 |  |  |  |  | Amber |  | 0 |  | 0 | 0 |  | Red
0557e3b8a6c608f91e1455640a8d27bf6489ff8b | ROWNER PARK | Primary | Southern England | ROWN |  | 33.0,11.0 | -1.1764 | 50.8032 | LOVEDEAN | FAREHAM RESERVE |  | 30 | 0 | 0 | 0 |  | 8.2889 | 2.3809 |  |  |  |  | Amber |  | 0 |  | 0 | 0 |  | Amber
6dc3eff018352962353ec97b7c025d95a7edeb24 | RYDE | Primary | Southern England | RYDE |  | 33.0,11.0 | -1.1581 | 50.7243 | FAWLEY | COWES & WOOTTON COMMON |  | 30 | 0 | 0 | 0 |  | 17.2483 | 4.6136 |  |  |  |  | Amber
660e04db0555bf61f2f0f8fd40ab3373a5b390e8 | RYDE | Primary | Southern England | RYDE |  | 33.0,11.0 | -1.1581 | 50.7243 | FAWLEY | COWES & WOOTTON COMMON | [6 empty] | 18.6792 | 4.6833 | [6 empty] | 1.25 |  | 1.25 | 0 |  | Red
0b9ca3cc4d3f216b44e376940dace273ded7b080 | Rahoy | Primary | North Scotland | RAHO |  | 33.0,11.0 | -5.7526 | 56.5782 | Fort William |  |  | 0.1 | 0 | 0 | 0 |  | 0.048 | 0.01 |  |  |  |  | Amber |  | 0.262 |  | 0.262 | 0 |  | Red
1b86d84d3dfbd57073b5aee8223b13b21dffb922 | Raigmore | Primary | North Scotland | RAIG |  | 33.0,11.0 | -4.1956 | 57.4733 | Inverness |  |  | 24 | 0 | 0 | 0 |  | 15.1319 | 4.5017 |  |  |  |  | Amber |  | 0 |  | 0 | 0 |  | Green
eba0706615d5e36eb22b9cfa0be0e299aa1f9d04 | Redford | Primary | North Scotland | REDF |  | 33.0,11.0 | -2.7199 | 56.5862 | Arbroath |  |  | 5 | 0 | 0 | 0 |  | 3.0846 | 0.70427 |  |  |  |  | Amber |  | 6.8 |  | 6.8 | 0 |  | Amber
d8db4f9a6f77fb013bd8f33f60d29a87561043d7 | Redgorton | Primary | North Scotland | REDG |  | 33.0,11.0 | -3.4995 | 56.4428 | Burghmuir |  |  | 15 | 0 | 0 | 0 |  | 7.81 | 1.082 |  |  |  |  | Amber |  | 1.401 |  | 1.401 | 0 |  | Green
5da63df93e77646155fa525a347234d90f1299a0 | Redmoss | Primary | North Scotland | REDM |  | 33.0,11.0 | -2.0914 | 57.1082 | Redmoss |  |  | 24 | 0 | 0 | 0 |  | 17.9429 | 5 |  |  |  |  | Amber |  | 0.088 |  | 0.088 | 0 |  | Green
3681ef8fdd7ab8671299252f87712fcbc961108a | Rhiconich | Primary | North Scotland | RHIC |  | 33.0,11.0 | -4.9893 | 58.4297 | Cassley |  |  | 2.5 | 0 | 0 | 0 |  | 1.8917 | 0.50329 |  |  |  |  | Amber |  | 0 |  | 0 | 0 |  | Amber
df9d3e5527e85bf5ba96ba13ee8bda3f46ca30eb | Rosebank Street | Primary | North Scotland | ROSE |  | 33.0,11.0 | -2.9764 | 56.4686 | Dudhope |  |  | 46 | 0 | 0 | 0 |  | 19.6 | 3 |  |  |  |  | Amber |  | 0 |  | 0 | 0 |  | Green
c1c6c954f3df496c9e19515a181b653200acb46e | Rothes | Primary | North Scotland | ROTH |  | 33.0,11.0 | -3.2057 | 57.5316 | Keith |  |  | 5 | 0 | 0 | 0 |  | 4.4564 | 1.0401 |  |  |  |  | Amber |  | 0 |  | 0 | 0 |  | Green
abc3c9f6d0a94b6f26a0420bdf17156366140df4 | Rothesay | Primary | North Scotland | ROTH |  | 33.0,11.0 | -5.0575 | 55.837 | Dunoon |  |  | 24 | 0 | 0 | 0 |  | 4.8132 | 1.2061 |  |  |  |  | Amber |  | 0 |  | 0 | 0 |  | Green
13fe677d4fde442df39d0725d353121b5108241b | Rousay | Primary | North Scotland | ROUS |  | 33.0,11.0 | -2.9831 | 59.1582 | Thurso |  |  | 1 | 0 | 0 | 0 |  | 0.3 | 0.02 |  |  |  |  | Amber |  | 0.9 |  | 0.9 | 0 |  | Red
1e88bbbcadc17b8a24385f53c60b287afd5e3ee0 | Rumbling Bridge | Primary | North Scotland | RUMB |  | 33.0,11.0 | -3.5804 | 56.1822 | Abernethy | [7 empty] | 0 | 0 | [6 empty] | 0 |  | 0 | 0 |  | Amber
aa8ed188d7e0897e88e48f803fe627fd6f58e29d | Ruthrieston | Primary | North Scotland | RUTH |  | 33.0,11.0 | -2.1243 | 57.1274 | Craigiebuckler |  |  | 23 | 0 | 0 | 0 |  | 9.9 | 2.92 |  |  |  |  | Amber |  | 0 |  | 0 | 0 |  | Green
ae952768c306cc48b0ad3724e3ed356e4f37aae2 | SALISBURY CENTRAL | Primary | Southern England | SALI |  | 33.0,11.0 | -1.7986 | 51.0732 | MANNINGTON GSP | SALISBURY |  | 40 | 0 | 0 | 0 |  | 26.0595 | 7.636 |  |  |  |  | Amber |  | 0 |  | 0 | 0 |  | Red
0f05f09fcacf100f0e11b928af4e9bf118b9b46e | SANDHURST | Primary | Southern England | SAND |  | 33.0,11.0 | -0.80161 | 51.3413 | FLEET BRAMLEY | CAMBERLEY MAIN |  | 30 | 0 | 0 | 0 |  | 21.0027 | 4.9886 |  |  |  |  | Amber |  | 0 |  | 0 | 0 |  | Green
0661fa37dc2ec0865ad7eed5dba08e1036dd5811 | SANDOWN | Primary | Southern England | SAND |  | 33.0,11.0 | -1.1546 | 50.6618 | FAWLEY | COWES & WOOTTON COMMON |  | 15 | 0 | 0 | 0 |  | 12.1928 | 2.8439 |  |  |  |  | Amber |  | 1.98 |  | 1.98 | 0 |  | Red
8a54f300cbc94713efdafeea43a82ca6ff06484f | SELSEY | Primary | Southern England | SELS |  | 33.0,11.0 | -0.78709 | 50.7416 | LOVEDEAN | CHICHESTER & HUNSTON |  | 11.9 | 0 | 0 | 0 |  | 9.5168 | 3.7 |  |  |  |  | Amber |  | 0 |  | 0 | 0 |  | Amber
0d844595c11d71581a897ba28de0914ef78d32f7 | SHAFTESBURY | Primary | Southern England | SHAF |  | 33.0,11.0 | -2.2089 | 51.0133 | MANNINGTON GSP | SHAFTESBURY |  | 13 | 0 | 0 | 0 |  | 12.0516 | 2.8327 |  |  |  |  | Amber |  | 0.237 |  | 0.317 | 0 |  | Red
abdd84b344b755469b507820dd225068207660e9 | SHALFLEET | Primary | Southern England | SHAL |  | 33.0,11.0 | -1.4234 | 50.6959 | FAWLEY | COWES & WOOTTON COMMON |  | 15 | 0 | 0 | 0 |  | 6.2263 | 1.2193 |  |  |  |  | Amber
0cd385deeca0c7759b520a7623f8a13e55064914 | SHALFLEET | Primary | Southern England | SHAL |  | 33.0,11.0 | -1.4234 | 50.6959 | FAWLEY | COWES & WOOTTON COMMON | [6 empty] | 6.2137 | 1.0212 | [6 empty] | 1.5 |  | 1.75 | 0 |  | Red
a847fc111e86a3a12daa7d7f4b1fa6d9b9fed830 | SHANKLIN | Primary | Southern England | SHAN |  | 33.0,11.0 | -1.1836 | 50.6341 | FAWLEY | COWES & WOOTTON COMMON |  | 30 | 0 | 0 | 0 |  | 11.8087 | 2.9101 |  |  |  |  | Amber
01c0ea56d31b28e809fc9ce4d4423ad2c4277c46 | SHANKLIN | Primary | Southern England | SHAN |  | 33.0,11.0 | -1.1836 | 50.6341 | FAWLEY | COWES & WOOTTON COMMON | [6 empty] | 12.3745 | 2.9363 | [6 empty] | 2.8 |  | 2.8 | 0 |  | Red
3c67108887132b1bd40a4b197f69bd81ba21c6d5 | SHERBORNE | Primary | Southern England | SHER |  | 33.0,11.0 | -2.5143 | 50.9624 | AXMINSTER | YEOVIL |  | 13 | 0 | 0 | 0 |  | 8.4445 | 2.195 |  |  |  |  | Amber |  | 0 |  | 0 | 0 |  | Red
dd8d002ad97def4f1aa42092e1b211f5b684f166 | SHIPTON OLIFFE | Primary | Southern England | SHIP |  | 33.0,11.0 | -1.9446 | 51.87 | MINETY | CIRENCESTER |  | 3 | 0 | 0 | 0 |  | 3.2242 | 0.7919 |  |  |  |  | Amber |  | 0 |  | 0 | 0 |  | Red
2599c631541aca210b903fe4c4a56e67bca73539 | SHIRLEY | Primary | Southern England | SHIR |  | 33.0,11.0 | -1.4323 | 50.9225 | NURSLING | VELMORE |  | 30 | 0 | 0 | 0 |  | 16.1653 | 3.8409 |  |  |  |  | Amber |  | 0 |  | 0 | 0 |  | Green
493a3e4c80e147c5d7986d0da04adbab6de2726e | SHRIVENHAM | Primary | Southern England | SHRI |  | 33.0,11.0 | -1.6579 | 51.5896 | MINETY | STRATTON RESERVE |  | 15 | 0 | 0 | 0 |  | 5.879 | 1.3946 |  |  |  |  | Amber |  | 0 |  | 0 | 0 |  | Amber
a5fd867e9678244158bf5c2f4a6a66e5f1f0d7b5 | SHROTON | Primary | Southern England | SHRO |  | 33.0,11.0 | -2.2092 | 50.9218 | MANNINGTON GSP | SHAFTESBURY |  | 24 | 0 | 0 | 0 |  | 14.7301 | 2.456 |  |  |  |  | Amber |  | 6.6 |  | 6.6 | 0 |  | Red
c7277d614f88ea5c89d31b47cde8bf3e22aacb3c | SIDNEY ROAD | Primary | Southern England | SIDN |  | 33.0,11.0 | -0.5038 | 51.4351 | LALEHAM | STAINES |  | 21.4 | 0 | 0 | 0 |  | 13.6456 | 3.342 |  |  |  |  | Amber |  | 1.3 |  | 1.3 | 0 |  | Green
edafcd5ebb776921947c501da838125f671b8ffc | SILKSTEAD | Primary | Southern England | SILK |  | 33.0,11.0 | -1.3661 | 51.0182 | NURSLING | VELMORE |  | 13 | 0 | 0 | 0 |  | 7.3603 | 1.5594 |  |  |  |  | Amber |  | 1.5 |  | 2.07 | 0 |  | Green
87828787c61aeb3beb43dd9eb1a801ff6f379d33 | SILVER STREET | Primary | Southern England | SILV |  | 33.0,11.0 | -0.96599 | 51.4501 | FLEET BRAMLEY | READING |  | 26.6 | 0 | 0 | 0 |  | 18.8778 | 4.4304 |  |  |  |  | Amber |  | 0 |  | 7 | 0 |  | Green
d6d4f10dd95d7a08696e4f959400a369d100e720 | SOMERFORD | Primary | Southern England | SOME |  | 33.0,11.0 | -1.742 | 50.7422 | MANNINGTON GSP | CHRISTCHURCH |  | 26 | 0 | 0 | 0 |  | 18.7781 | 4.9363 |  |  |  |  | Amber |  | 1 |  | 1 | 0 |  | Green
deb0bb45f985537748ae9e7930a7aa165a54e157 | SOUTH BERSTED | Primary | Southern England | SOUT |  | 33.0,11.0 | -0.66685 | 50.798 | LOVEDEAN | CHICHESTER & HUNSTON |  | 26 | 0 | 0 | 0 |  | 19.6328 | 4.1955 |  |  |  |  | Amber |  | 0.313 |  | 0.313 | 0 |  | Amber
650ebd106b27e57c6cf8abfdab5a4358ab6d1176 | SOUTHBOURNE | Primary | Southern England | SOUT |  | 33.0,11.0 | -1.8094 | 50.7279 | MANNINGTON GSP | CHRISTCHURCH |  | 19.5 | 0 | 0 | 0 |  | 11.827 | 2.713 |  |  |  |  | Amber |  | 0 |  | 0 | 0 |  | Green
e2ec49e9333da936a2e20afd984e999fb5229914 | SOUTHCOTE | Primary | Southern England | SOUT |  | 33.0,11.0 | -1.0195 | 51.4361 | FLEET BRAMLEY | BURGHFIELD RESERVE |  | 19.5 | 0 | 0 | 0 |  | 7.8727 | 1.9629 |  |  |  |  | Amber |  | 0 |  | 0.21 | 0 |  | Green
75ed841842eb73af4dcb968e35fae25e12a8a8ba | SPARKFORD | Primary | Southern England | SPAR |  | 33.0,11.0 | -2.5606 | 51.0273 | AXMINSTER | YEOVIL |  | 6.5 | 0 | 0 | 0 |  | 3.4414 | 0.84543 |  |  |  |  | Amber |  | 0.2 |  | 0.2 | 0 |  | Red
16a4dbe033638a6a67410788526eb66831d41694 | SPRING QUARRY WEST | Primary | Southern England | SPRI |  | 33.0,11.0 | -2.2257 | 51.4171 | MELKSHAM | NORRINGTON |  | 30 | 0 | 0 | 0 |  | 11.7844 | 1.3004 |  |  |  |  | Amber |  | 7 |  | 12 | 0 |  | Amber
c170fb02e8447df86aa1f350f6c6188dccd9cc0e | SPRINGFIELD ROAD | Primary | Southern England | SPRI |  | 22.0,6.6 | -0.39514 | 51.514 | NORTH HYDE | NORTH HYDE (D) |  | 23 | 0 | 0 | 0 |  | 17.7051 | 4.2406 |  |  |  |  | Amber |  | 0 |  | 0 | 0 |  | Green
858d4daccd751107b739ec2602b75f4866f8a732 | ST CROSS | Primary | Southern England | ST C |  | 33.0,11.0 | -1.3264 | 51.051 | NURSLING | WINCHESTER |  | 26 | 0 | 0 | 0 |  | 17.2713 | 4.4487 |  |  |  |  | Amber |  | 0.064 |  | 0.064 | 0 |  | Green
5d4c9055a11ebf681ad11d1c85cfdf9bc69c64a5 | ST EBBES | Primary | Southern England | ST E |  | 33.0,11.0 | -1.2591 | 51.7482 | COWLEY | OXFORD |  | 30 | 0 | 0 | 0 |  | 21.8445 | 5.3346 |  |  |  |  | Amber |  | 0.7 |  | 0.7 | 0 |  | Green
666ed454a376a9b7e4ef14437546fd3026e91e30 | ST JOHNS | Primary | Southern England | ST J |  | 33.0,11.0 | -1.3245 | 51.3945 | BRAMLEY (ANDO-THAT) | THATCHAM |  | 25.3 | 0 | 0 | 0 |  | 22.1783 | 0.15 |  |  |  |  | Amber |  | 0 |  | 0 | 0 |  | Red
467e85efbd180a4d4fc36649dffc7c7a2290e4e2 | STANDLAKE | Primary | Southern England | STAN |  | 33.0,11.0 | -1.4376 | 51.7187 | COWLEY | WITNEY & YARNTON |  | 6.5 | 0 | 0 | 0 |  | 5.998 | 0.48262 |  |  |  |  | Amber |  | 2 |  | 2 | 0 |  | Red
2ca5e9c24998f79b2781e0272ec0ac735bbfc0c1 | STANTON FITZWARREN | Primary | Southern England | STAN |  | 33.0,11.0 | -1.7478 | 51.6173 | MINETY | STRATTON RESERVE |  | 14 | 0 | 0 | 0 |  | 12.4515 | 2.4672 |  |  |  |  | Amber |  | 7.5 |  | 7.5 | 0 |  | Amber
6e255da523dc1d5cddfee8835ae7394754b2a4a4 | STANWELL | Primary | Southern England | STAN |  | 33.0,11.0 | -0.47532 | 51.4434 | LALEHAM | STAINES |  | 19.6 | 0 | 0 | 0 |  | 9.1133 | 3.2182 |  |  |  |  | Amber |  | 0 |  | 0 | 0 |  | Green
870ab2586576271e579ff232b4bd905620fff2de | STAPLEFORD | Primary | Southern England | STAP |  | 33.0,11.0 | -1.9033 | 51.1327 | MANNINGTON GSP | SALISBURY |  | 13 | 0 | 0 | 0 |  | 6.0535 | 1.4896 |  |  |  |  | Amber |  | 0 |  | 0 | 0 |  | Red
d252b2d6e7b665e1cf1743054f31d9b6f0010884 | STOKENCHURCH | Primary | Southern England | STOK |  | 33.0,11.0 | -0.8907 | 51.6468 | COWLEY | HIGH WYCOMBE |  | 9.8 | 0 | 0 | 0 |  | 9.1962 | 1.9814 |  |  |  |  | Amber |  | 0 |  | 0 | 0 |  | Red
4cf1dfeb92ee8b62b4aad0b1c5883d63ad488db3 | STRATTON | Primary | Southern England | STRA |  | 33.0,11.0 | -1.7556 | 51.5973 | MINETY | STRATTON RESERVE |  | 30 | 0 | 0 | 0 |  | 15.7119 | 4.0188 |  |  |  |  | Amber |  | 3.71 |  | 5.596 | 0 |  | Amber
4e6428d8e76538979fe26c894e1486a39aef7c61 | SUNBURY CROSS | Primary | Southern England | SUNB |  | 33.0,11.0 | -0.41863 | 51.4184 | LALEHAM | STAINES |  | 52.7 | 0 | 0 | 0 |  | 38.4162 | 11.9331 |  |  |  |  | Amber |  | 10 |  | 15.4 | 0 |  | Green
b7955bc984afaf1d8671377def70657ec92578e2 | SUNGARD | Primary | Southern England | SUNG |  | 22.0,11.0 | -0.39872 | 51.4686 | LALEHAM | EAST BEDFONT A |  | 23 | 0 | 0 | 0 |  | 8.0776 | 6.4624 |  |  |  |  | Amber |  | 0 |  | 0 | 0 |  | Green
f94ca9459921d693c1136bab991d46e7a31bcae8 | SUNNINGHILL | Primary | Southern England | SUNN |  | 33.0,6.6 | -0.65289 | 51.3994 | FLEET BRAMLEY | BRACKNELL RESERVE |  | 24 | 0 | 0 | 0 |  | 12.3832 | 3.01 |  |  |  |  | Amber |  | 0 |  | 0 | 0 |  | Green
6030f968567f3234b845250ca7cea2f24479ce20 | SUTTON BENGER | Primary | Southern England | SUTT |  | 33.0,11.0 | -2.0968 | 51.5197 | MELKSHAM | CHIPPENHAM |  | 7.5 | 0 | 0 | 0 |  | 9.3681 | 0.72017 |  |  |  |  | Amber |  | 0 |  | 0.914 | 0 |  | Red
0575d9e9c361c8de022f8e4ad38ddec4fc20d9b4 | SUTTON LANE | Primary | Southern England | SUTT |  | 22.0,11.0 | -0.53472 | 51.4903 | IVER 132KV | UPTON |  | 24 | 0 | 0 | 0 |  | 8.8192 | 1.6222 |  |  |  |  | Amber |  | 8.8 |  | 8.8 | 0 |  | Green
50fd0e7e80235d50038d09b15b76ed4662139075 | SWANAGE | Primary | Southern England | SWAN |  | 33.0,11.0 | -1.9738 | 50.6134 | MANNINGTON GSP | WAREHAM |  | 13 | 0 | 0 | 0 |  | 9.3239 | 2.6862 |  |  |  |  | Amber |  | 0 |  | 0 | 0 |  | Red
b938bb959ca834633a38d590755265d3cdd479a2 | SWINDON | Primary | Southern England | SWIN |  | 33.0,11.0 | -1.8218 | 51.5823 | MINETY | SWINDON |  | 60 | 0 | 0 | 0 |  | 31.1422 | 7.849 |  |  |  |  | Amber |  | 1.781 |  | 5.644 | 0 |  | Red
eef82b42047949558afc56a975649964735f6a5f | Salen, Acharacle | Primary | North Scotland | SALE |  | 33.0,11.0 | -5.9475 | 56.5148 | Taynuilt |  |  | 2.5 | 0 | 0 | 0 |  | 2.11 | 0.053 |  |  |  |  | Amber |  | 0.59 |  | 0.59 | 0 |  | Red
7791a3d12e84cb63cfa83bab26f1c44779ad4ea0 | Salen, Mull | Primary | North Scotland | SALE |  | 33.0,11.0 | -5.7773 | 56.724 | Fort William |  |  | 2.5 | 0 | 0 | 0 |  | 3.7 | 0.47 |  |  |  |  | Amber |  | 2.15 |  | 2.15 | 0 |  | Amber
d12655532f33178648888809157b7add3b4f941e | Sanday | Primary | North Scotland | SAND |  | 33.0,11.0 | -2.6814 | 59.207 | Thurso |  |  | 1 | 0 | 0 | 0 |  | 0.76798 | 0.080062 |  |  |  |  | Amber |  | 0 |  | 0 | 0 |  | Amber
46d44ccdf9414d47c36eef7a0a370c05751debb7 | Sandbank | Primary | North Scotland | SAND |  | 33.0,11.0 | -4.9631 | 55.9898 | Dunoon |  |  | 8 | 0 | 0 | 0 |  | 3.855 | 0.788 |  |  |  |  | Amber |  | 0.425 |  | 0.425 | 0 |  | Green
8e6f68806a06d6cc8c58f727077b989044fa55a7 | Scalloway | Primary | North Scotland | SCAL |  | 33.0,11.0 | -1.2565 | 60.1392 | Shetland |  |  | 8 | 0 | 0 | 0 |  | 4.4271 | 0.92008 |  |  |  |  | Amber |  | 0 |  | 0 | 0 |  | Red
bdf0064c17247974f20500c73ca55088b9ac3fcd | Scammadale | Primary | North Scotland | SCAM |  | 33.0,11.0 | -5.4912 | 56.3198 | Taynuilt |  |  | 0.1 | 0 | 0 | 0 |  | 0.081 | 0.02 |  |  |  |  | Amber |  | 0 |  | 0 | 0 |  | Red
f9b66c6ab10cd7451ad66dc13461eb59d899e4a9 | Scone | Primary | North Scotland | SCON |  | 33.0,11.0 | -3.389 | 56.4139 | Abernethy |  |  | 15 | 0 | 0 | 0 |  | 4.09 | 1.0697 |  |  |  |  | Amber |  | 0 |  | 0 | 0 |  | Green
eece989df9702d70fdb9c1b75c5cd3308b70d9b7 | Setter Sandwick | Primary | North Scotland | SETT |  | 33.0,11.0 | -1.229 | 60.0162 | Shetland |  |  | 4 | 0 | 0 | 0 |  | 2.7273 | 0.59698 |  |  |  |  | Amber |  | 0 |  | 0 | 0 |  | Red
0707b6411093a762deff6b781b521446568ccb01 | Shapinsay | Primary | North Scotland | SHAP |  | 33.0,11.0 | -2.9024 | 59.0382 | Thurso |  |  | 1 | 0 | 0 | 0 |  | 0.50821 | 0.046 |  |  |  |  | Amber |  | 0.9 |  | 0.9 | 0 |  | Red
1b46ba75196cec2678bd4b685a9b023b7ac39201 | Shieldaig | Primary | North Scotland | SHIE |  | 33.0,11.0 | -5.6469 | 57.5076 | Broadford |  |  | 1 | 0 | 0 | 0 |  | 0.921 | 0.23 |  |  |  |  | Amber |  | 0 |  | 1.99 | 0 |  | Red
c0320e2d3a47a52a9a4fa8f7ab20797c617ccd47 | Shin | Primary | North Scotland | SHIN |  | 33.0,11.0 | -4.4132 | 57.9435 | Shin |  |  | 2.5 | 0 | 0 | 0 |  | 0.39 | 0.1 |  |  |  |  | Amber |  | 0 |  | 0 | 0 |  | Amber
5be3bbfb1b505d41d9d2b5c6ca38602a85140883 | Shona Beag | Primary | North Scotland | SHON |  | 33.0,11.0 | -5.8151 | 56.8023 | Fort William |  |  | 0.1 | 0 | 0 | 0 |  | 0.047 | 0.012 |  |  |  |  | Amber |  | 0 |  | 0 | 0 |  | Red
6f66c22c8f3b3294f10578f8b01d561dc8c253bf | Skene | Primary | North Scotland | SKEN |  | 33.0,11.0 | -2.2958 | 57.149 | Kintore |  |  | 30 | 0 | 0 | 0 |  | 14.8545 | 3.1402 |  |  |  |  | Amber |  | 0.45 |  | 0.45 | 0 |  | Green
74623bdd69ca6f63c8c3ef4efae50401d8d36cb8 | Skulamus | Primary | North Scotland | SKUL |  | 33.0,11.0 | -5.8809 | 57.2326 | Broadford |  |  | 4 | 0 | 0 | 0 |  | 2.5776 | 0.558 |  |  |  |  | Amber |  | 0 |  | 0 | 0 |  | Amber
4542710de5cfdf1d0851f1ca3bfc9ccecb3b9c22 | Sloy | Primary | North Scotland | SLOY |  | 33.0,11.0 | -4.7117 | 56.2511 | Sloy |  |  | 8 | 0 | 0 | 0 |  | 3.55 | 0.66 |  |  |  |  | Amber |  | 2.6 |  | 2.6 | 0 |  | Green
d312042ed05d1dfd286f9a0963a06ba12ca7682e | Springhill | Primary | North Scotland | SPRI |  | 33.0,11.0 | -2.1694 | 57.1486 | Woodhill |  |  | 21 | 0 | 0 | 0 |  | 14.1106 | 3.2528 |  |  |  |  | Amber |  | 0.3 |  | 0.3 | 0 |  | Green
65685dda86ad24722f2676f3ae071a67710da6d8 | St Cyrus | Primary | North Scotland | ST C |  | 33.0,11.0 | -2.4126 | 56.7811 | Bridge of Dun |  |  | 8 | 0 | 0 | 0 |  | 1.87 | 0.14837 |  |  |  |  | Amber |  | 3.451 |  | 3.451 | 0 |  | Green
75a136512ca8b0599f77606cf5b602d2812e7838 | St Machar | Primary | North Scotland | ST M |  | 33.0,11.0 | -2.1077 | 57.1637 | Persley |  |  | 24 | 0 | 0 | 0 |  | 8.52 | 1.4551 |  |  |  |  | Amber |  | 2.135 |  | 2.135 | 0 |  | Green
a7cca64c7f3749d4a4095cdbbdcd03b4123dd07b | St Mary's | Primary | North Scotland | ST M |  | 33.0,11.0 | -2.9221 | 58.8966 | Thurso |  |  | 4 | 0 | 0 | 0 |  | 2.8 | 0.7 |  |  |  |  | Amber |  | 1.88 |  | 1.88 | 0 |  | Amber
8731ba00cf9d9a4d9e1987c9db223396ebc516a4 | St Nicholas | Primary | North Scotland | ST N |  | 33.0,11.0 | -2.1051 | 57.1519 | Willowdale |  |  | 12.5 | 0 | 0 | 0 |  | 11.3958 | 3.1946 |  |  |  |  | Amber |  | 0 |  | 0 | 0 |  | Green
d2e9f97ac79144af058bfca832b923ad9b8be593 | Stockinish | Primary | North Scotland | STOC |  | 33.0,11.0 | -6.8311 | 57.8454 | Ardmore | [7 empty] | 0.84932 | 0.10987 | [6 empty] | 0 |  | 0 | 0 |  | Amber
975581ceba96bfa6d4e161bd715f74d8b42512a9 | Stonefield | Primary | North Scotland | STON |  | 33.0,11.0 | -5.4213 | 55.9061 | Port Ann |  |  | 0.3 | 0 | 0 | 0 |  | 0.03 | 0.001 |  |  |  |  | Amber |  | 0 |  | 0 | 0 |  | Red
a49387a4931ef92dc40f5459bc8fe0356677a453 | Stonehaven | Primary | North Scotland | STON |  | 33.0,11.0 | -2.2334 | 56.9618 | Fiddes |  |  | 24 | 0 | 0 | 0 |  | 10.7348 | 1.615 |  |  |  |  | Amber |  | 3.75 |  | 3.75 | 0 |  | Green
6b22b5ddd7d2760b8df4c9abdc036d0666914bf8 | Stoneywood Mills T3 | Primary | North Scotland | STON |  | 33.0,11.0 | -2.1789 | 57.1904 | Persley |  |  | 1 | 0 | 0 | 0 |  | 14.376 | 1 |  |  |  |  | Amber |  | 0 |  | 0 | 0 |  | Red
aea1d6bbc604106972884c13f5bc5c1aa30397ef | Stoneywood T1 T2 | Primary | North Scotland | STON |  | 33.0,11.0 | -2.1789 | 57.1904 | Persley |  |  | 24 | 0 | 0 | 0 |  | 10.67 | 1.956 |  |  |  |  | Amber |  | 0 |  | 0 | 0 |  | Green
bf33de533bdcf8fe8378c9dc2bb6547116c67ffc | Stoneywood T3 | Primary | North Scotland | STON |  | 33.0,11.0 | -2.179 | 57.1906 | Dyce |  |  | 24 | 0 | 0 | 0 |  | 5.8 | 0.87 |  |  |  |  | Amber
4720546953a8e605ae8071a160f1f5ae28baabda | Stornoway Grid | Primary | North Scotland | STOR |  | 33.0,11.0 | -6.4228 | 58.2033 | Stornoway |  |  | 30 | 0 | 0 | 0 |  | 0 | 0 |  |  |  |  | Amber |  | 0 |  | 0 | 0 |  | Green
6a519e689892f1a0841d2efda7d51a3e5d56ba1e | Strachur | Primary | North Scotland | STRA |  | 33.0,11.0 | -5.0829 | 56.1648 | Clachan |  |  | 1 | 0 | 0 | 0 |  | 0.93263 | 0.049927 |  |  |  |  | Amber |  | 0 |  | 0 | 0 |  | Amber
edf53103d95284a1205948dfc28ed3b619d6715d | Strathdon | Primary | North Scotland | STRA |  | 33.0,11.0 | -3.0384 | 57.1936 | Tarland |  |  | 2.5 | 0 | 0 | 0 |  | 0.901 | 0.115 |  |  |  |  | Amber |  | 0.165 |  | 0.165 | 0 |  | Amber
f541f3e5fb74f880abcbfd84a826aa82c2c3133f | Strichen | Primary | North Scotland | STRI |  | 33.0,11.0 | -2.0702 | 57.5863 | Strichen |  |  | 15 | 0 | 0 | 0 |  | 3.1334 | 0.011518 |  |  |  |  | Amber |  | 8.288 |  | 8.288 | 0 |  | Green
1c4b79dc08914431b6bfeb186ebcff45c5a00221 | Stromness | Primary | North Scotland | STRO |  | 33.0,11.0 | -3.2892 | 58.9744 | Thurso |  |  | 8 | 0 | 0 | 0 |  | 5.3009 | 1.4734 |  |  |  |  | Amber |  | 8.2 |  | 8.2 | 0 |  | Amber
07bc7ac280cea85730585f1f91e349857331a3d5 | Stronsay | Primary | North Scotland | STRO |  | 33.0,11.0 | -2.6211 | 59.1285 | Thurso |  |  | 1 | 0 | 0 | 0 |  | 0.45101 | 0.010025 |  |  |  |  | Amber |  | 0 |  | 0 | 0 |  | Amber
7d83a78994b1d789bc7dec2f70b9dbc78c7e18b6 | Strontian | Primary | North Scotland | STRO |  | 33.0,11.0 | -5.5701 | 56.6981 | Fort William |  |  | 2.5 | 0 | 0 | 0 |  | 0.80365 | 0.033994 |  |  |  |  | Amber |  | 0.1 |  | 0.1 | 0 |  | Amber
8d08ebabb7131fd63990c8fa3e64ba783ea27d75 | Sumburgh | Primary | North Scotland | SUMB |  | 33.0,11.0 | -1.3047 | 59.898 | Shetland |  |  | 4 | 0 | 0 | 0 |  | 2.3441 | 0.39166 |  |  |  |  | Amber |  | 0 |  | 0 | 0 |  | Red
fb67e853a405f6c7cd90d0913a61ca82e6fa67ea | TADLEY | Primary | Southern England | TADL |  | 33.0,11.0 | -1.172 | 51.36 | BRAMLEY (ANDO-THAT) | THATCHAM |  | 15.2 | 0 | 0 | 0 |  | 8.6653 | 1.8442 |  |  |  |  | Amber |  | 0.3 |  | 0.3 | 0 |  | Red
e717fc0572f140cfc9ea02d2ed530a9fca197ca2 | TAPLOW | Primary | Southern England | TAPL |  | 33.0,11.0 | -0.67981 | 51.5227 | IVER 132KV | SLOUGH |  | 23 | 0 | 0 | 0 |  | 17.6153 | 3.8714 |  |  |  |  | Amber |  | 0 |  | 0 | 0 |  | Green
8ba233abafa82deb5ff49cfee0808f127056d3d0 | TARRANT RUSHTON | Primary | Southern England | TARR |  | 33.0,11.0 | -2.0795 | 50.8652 | MANNINGTON GSP | SHAFTESBURY |  | 4 | 0 | 0 | 0 |  | 3.5265 | 1.0669 |  |  |  |  | Amber |  | 0 |  | 0 | 0 |  | Red
67b9124119e5b0318adfe7047a7c15142520c749 | TEFFONT | Primary | Southern England | TEFF |  | 33.0,11.0 | -2.0028 | 51.0779 | MANNINGTON GSP | SALISBURY |  | 4.5 | 0 | 0 | 0 |  | 3.86 | 1.835 |  |  |  |  | Amber |  | 0 |  | 0 | 0 |  | Red
06e1c587ed38ffa321a1b64dcbf7f304cbcc26c0 | TEMPLE FARM | Primary | Southern England | TEMP |  | 33.0,11.0 | -0.78755 | 51.5474 | FLEET BRAMLEY | MAIDENHEAD |  | 4 | 0 | 0 | 0 |  | 3.1365 | 0.56451 |  |  |  |  | Amber |  | 0 |  | 0 | 0 |  | Red
0ee1ef699fdff5fbc2bdb72978ef4a3841cda81a | TETBURY | Primary | Southern England | TETB |  | 33.0,11.0 | -2.1499 | 51.6397 | MELKSHAM | CHIPPENHAM |  | 7.5 | 0 | 0 | 0 |  | 7.0021 | 1.685 |  |  |  |  | Amber |  | 0 |  | 0 | 0 |  | Red
8286d970f8081e24501d3270160e7d4387a05265 | THATCHAM | Primary | Southern England | THAT |  | 33.0,11.0 | -1.2421 | 51.3945 | BRAMLEY (ANDO-THAT) | THATCHAM |  | 30 | 0 | 0 | 0 |  | 23.6243 | 6.1297 |  |  |  |  | Amber |  | 11.3 |  | 11.3 | 0 |  | Green
4241a675860fe6bc1334e9ba17a36c7b88f687a7 | THE GREEN | Primary | Southern England | THE |  | 22.0,6.6 | -0.38155 | 51.5032 | NORTH HYDE | NORTH HYDE (D) |  | 12 | 0 | 0 | 0 |  | 10.8451 | 2.0582 |  |  |  |  | Amber |  | 0 |  | 0 | 0 |  | Green
f5f7b725329b00ae475b5c7f634f78c76b6f6e44 | THE MALL | Primary | Southern England | THE |  | 33.0,11.0 | -0.97452 | 51.4546 | FLEET BRAMLEY | READING TOWN |  | 26.5 | 0 | 0 | 0 |  | 19.5578 | 4.5344 |  |  |  |  | Amber |  | 0 |  | 0.149 | 0 |  | Green
9dc9392d460b639432c93414bc0e3b9a79a65e18 | THEALE | Primary | Southern England | THEA |  | 33.0,11.0 | -1.0699 | 51.4344 | FLEET BRAMLEY | BURGHFIELD RESERVE |  | 24 | 0 | 0 | 0 |  | 13.1712 | 2.463 |  |  |  |  | Amber |  | 0.06 |  | 0.31 | 0 |  | Green
3067d4c033fd543a3287b234dec4844516d3e182 | THRUXTON | Primary | Southern England | THRU |  | 33.0,11.0 | -1.5845 | 51.2095 | MELKSHAM | ANDOVER |  | 5 | 0 | 0 | 0 |  | 4.9832 | 1.0861 |  |  |  |  | Amber |  | 0 |  | 0 | 0 |  | Red
4997c34a552b5ebc49863e0932ee5a4db2829617 | TIDWORTH | Primary | Southern England | TIDW |  | 33.0,11.0 | -1.6557 | 51.2015 | MELKSHAM | WEST GRAFTON |  | 14 | 0 | 0 | 0 |  | 10.8875 | 2.4996 |  |  |  |  | Amber |  | 0 |  | 0 | 0 |  | Red
8cb0f1bd7cd12d3e0a827ea7e6d42d4ee20b6b93 | TISBURY | Primary | Southern England | TISB |  | 33.0,11.0 | -2.0956 | 51.0616 | MANNINGTON GSP | SHAFTESBURY |  | 9.12 | 0 | 0 | 0 |  | 5.2578 | 1.1126 |  |  |  |  | Amber |  | 0 |  | 0 | 0 |  | Red
3ee65136269ec211076de5949fe834f3e04c0eaf | TITCHFIELD | Primary | Southern England | TITC |  | 33.0,11.0 | -1.2331 | 50.8303 | LOVEDEAN | FAREHAM MAIN |  | 15 | 0 | 0 | 0 |  | 9.5668 | 2.1748 |  |  |  |  | Amber |  | 0.321 |  | 0.321 | 0 |  | Amber
d44aca0149af4d65cdb49e626ca4739b99d0146f | TONGHAM | Primary | Southern England | TONG |  | 33.0,11.0 | -0.7364 | 51.2377 | FLEET BRAMLEY | ALDERSHOT |  | 30 | 0 | 0 | 0 |  | 15.0237 | 2.849 |  |  |  |  | Amber |  | 1.33 |  | 1.74 | 0 |  | Green
bea341e5b9e2e4e62301f5e49453682eeed9455d | TOOTHILL | Primary | Southern England | TOOT |  | 33.0,11.0 | -1.8109 | 51.555 | MINETY | TOOTHILL |  | 60 | 0 | 0 | 0 |  | 25.518 | 4.3468 |  |  |  |  | Amber |  | 2 |  | 2.058 | 0 |  | Red
d75fd0b6b29338679ac017ff8c3b571f78b81710 | TOTTON | Primary | Southern England | TOTT |  | 33.0,11.0 | -1.4913 | 50.9192 | NURSLING | WINCHESTER |  | 24.5 | 0 | 0 | 0 |  | 15.2601 | 4.2676 |  |  |  |  | Amber |  | 2 |  | 2 | 0 |  | Green
1d7b9d10684f102e62997e8b42bc9d46bd64a5c3 | TOWNHILL PARK | Primary | Southern England | TOWN |  | 33.0,11.0 | -1.3588 | 50.9308 | BOTLEY WOOD GSP | NETLEY COMMON |  | 30 | 0 | 0 | 0 |  | 20.0544 | 4.6397 |  |  |  |  | Amber |  | 0 |  | 0 | 0 |  | Green
88d5b6c0a9960d2254f04534fd0245a4cbd81d85 | TRADING ESTATE | Primary | Southern England | TRAD |  | 33.0,11.0 | -1.8053 | 51.5709 | MINETY | SWINDON |  | 21.6 | 0 | 0 | 0 |  | 10.8122 | 1.5973 |  |  |  |  | Amber |  | 2.57 |  | 2.57 | 0 |  | Red
163735e22fdb1d08fd29afa8ba51e07e4681fd39 | TRASH GREEN | Primary | Southern England | TRAS |  | 33.0,11.0 | -1.0473 | 51.4148 | FLEET BRAMLEY | BURGHFIELD RESERVE |  | 15 | 0 | 0 | 0 |  | 10.8169 | 2.3582 |  |  |  |  | Amber |  | 1.7 |  | 1.7 | 0 |  | Green
e9100a864b5ff285b29b1b89e9f00ce0d363d816 | TROWBRIDGE TOWN | Primary | Southern England | TROW |  | 33.0,11.0 | -2.2208 | 51.3213 | MELKSHAM | NORRINGTON |  | 26 | 0 | 0 | 0 |  | 20.2792 | 3.5234 |  |  |  |  | Amber |  | 2.5 |  | 2.5 | 0 |  | Amber
a5b31a2471f0e7f2ff43210604b63e6f7a03f8c1 | TWYFORD | Primary | Southern England | TWYF |  | 33.0,11.0 | -0.87167 | 51.4816 | FLEET BRAMLEY | READING |  | 15 | 0 | 0 | 0 |  | 11.4854 | 2.5698 |  |  |  |  | Amber |  | 0 |  | 0.1 | 0 |  | Green
2dbb592f74d193c79eb7e4823b00e371a24838be | Tain | Primary | North Scotland | TAIN |  | 33.0,11.0 | -4.0618 | 57.8062 | Alness |  |  | 15 | 0 | 0 | 0 |  | 7.8544 | 1.49 |  |  |  |  | Amber |  | 0.95 |  | 0.95 | 0 |  | Green
7b98f6291849cbb404c9f5b6cd8fdbfbcf2910cc | Tarbert, Harris | Primary | North Scotland | TARB |  | 33.0,11.0 | -6.8073 | 57.8996 | Ardmore | [7 empty] | 1.7848 | 0.23941 | [6 empty] | 0 |  | 0 | 0 |  | Amber
f58a74bd7cd4e15c0449c4dd2996a0a227e54436 | Tarbert, Jura | Primary | North Scotland | TARB |  | 33.0,11.0 | -5.8391 | 55.9726 | Port Ann |  |  | 0.2 | 0 | 0 | 0 |  | 0.04 | 0.01 |  |  |  |  | Amber |  | 0 |  | 0 | 0 |  | Red
9051746db1f3830f6724c1e6f7bf6ec09b0ac414 | Tarbert, Loch Fyne | Primary | North Scotland | TARB |  | 33.0,11.0 | -5.4212 | 55.8619 | Port Ann |  |  | 6 | 0 | 0 | 0 |  | 3.196 | 0.42 |  |  |  |  | Amber |  | 1.45 |  | 1.45 | 0 |  | Amber
f973023d919d4df930bbfa33fcd52956ed82aedd | Taynuilt | Primary | North Scotland | TAYN |  | 33.0,11.0 | -5.215 | 56.4302 | Taynuilt |  |  | 2.5 | 0 | 0 | 0 |  | 1.3991 | 0.20973 |  |  |  |  | Amber |  | 0 |  | 0 | 0 |  | Amber
b3d5cdd9e3033cf61ec1e5c783a4aedeed93ae55 | Thimblerow | Primary | North Scotland | THIM |  | 33.0,11.0 | -3.4377 | 56.3978 | Burghmuir |  |  | 30 | 0 | 0 | 0 |  | 18.9213 | 5.0117 |  |  |  |  | Amber |  | 0 |  | 0 | 0 |  | Green
1573040424c79d64c061e3e72170e8e21c862ce6 | Tiroran Bridge | Primary | North Scotland | TIRO |  | 33.0,11.0 | -6.0731 | 56.3838 | Taynuilt |  |  | 0.1 | 0 | 0 | 0 |  | 0.063 | 0.01 |  |  |  |  | Amber |  | 0 |  | 0 | 0 |  | Red
eaa647c3d2a883bfb85f700641c5da298e497b62 | Tomatin | Primary | North Scotland | TOMA |  | 33.0,11.0 | -4.0103 | 57.342 | Boat of Garten |  |  | 2 | 0 | 0 | 0 |  | 0.72556 | 0.1017 |  |  |  |  | Amber |  | 0 |  | 0 | 0 |  | Amber
d70580f119895543e194bf2220a8d78ce79a355b | Torboll | Primary | North Scotland | TORB |  | 33.0,11.0 | -4.1019 | 57.9745 | Lairg |  |  | 0.1 | 0 | 0 | 0 |  | 0.02 | 0 |  |  |  |  | Amber |  | 0 |  | 0 | 0 |  | Red
5161d976429c4a361617ca355dbbfc98bd1172f9 | Torryburn | Primary | North Scotland | TORR |  | 33.0,11.0 | -2.3473 | 57.2311 | Kintore |  |  | 24 | 0 | 0 | 0 |  | 9.7513 | 1.8944 |  |  |  |  | Amber |  | 1.145 |  | 1.145 | 0 |  | Green
23d8dcba87f5ed4eeacc63c25f3628dbd8da538f | Tressady | Primary | North Scotland | TRES |  | 33.0,11.0 | -4.1923 | 58.0034 | Lairg |  |  | 0.5 | 0 | 0 | 0 |  | 0.71 | 0.18 |  |  |  |  | Amber |  | 0 |  | 34.8 | 0 |  | Red
54e61733d9a088581db4f5f0971a472318cb523d | Tumblin | Primary | North Scotland | TUMB |  | 33.0,11.0 | -1.3993 | 60.2631 | Shetland |  |  | 5 | 0 | 0 | 0 |  | 2.27 | 0.5 |  |  |  |  | Amber |  | 0 |  | 0 | 0 |  | Red
40503174e10a234992500329597d195dbaf994b2 | Tummel Bridge | Primary | North Scotland | TUMM |  | 33.0,11.0 | -4.0286 | 56.7069 | Tummel Bridge |  |  | 2.5 | 0 | 0 | 0 |  | 0.69101 | 0.097 |  |  |  |  | Amber |  | 0 |  | 0 | 0 |  | Amber
c8c26f97c2fdb147c96c6755ee48371c49784025 | Turriff | Primary | North Scotland | TURR |  | 33.0,11.0 | -2.4626 | 57.5417 | MacDuff |  |  | 15 | 0 | 0 | 0 |  | 11.1 | 1.8843 |  |  |  |  | Amber |  | 9.818 |  | 9.818 | 0 |  | Green
5055285680d4a75f73075bc1f4d0d023d3fb134e | Tyndrum | Primary | North Scotland | TYND |  | 33.0,11.0 | -4.7122 | 56.4402 | Rannoch |  |  | 2.5 | 0 | 0 | 0 |  | 1.88 | 0.23 |  |  |  |  | Amber |  | 1.35 |  | 1.35 | 0 |  | Amber
0e99aba80e9850b0a3126e48a6c60b80eb2e4fcb | UNION STREET | Primary | Southern England | UNIO |  | 33.0,11.0 | -1.236 | 51.7496 | COWLEY | COWLEY LOCAL MAIN |  | 30 | 0 | 0 | 0 |  | 16.8841 | 4.481 |  |  |  |  | Amber |  | 0 |  | 0 | 0 |  | Green
7d0b117ba8f3bd065b261f3e8cab804703fc8dd1 | UPPER HEYFORD | Primary | Southern England | UPPE |  | 33.0,11.0 | -1.2482 | 51.9272 | EAST CLAYDON | BICESTER NORTH |  | 15 | 0 | 0 | 0 |  | 4.5 | 1.1769 |  |  |  |  | Amber |  | 6.39 |  | 7.39 | 0 |  | Red
d735f900113fcd192e2547a763f086d4518e4713 | UPTON | Primary | Southern England | UPTO |  | 22.0,11.0 | -0.54851 | 51.505 | IVER 132KV | UPTON |  | 26 | 0 | 0 | 0 |  | 22.2481 | 5.5723 |  |  |  |  | Amber |  | 0 |  | 0.4 | 0 |  | Green
0f14a0145df8f975d9f7531d1e1f3f6bf8c26a02 | UXBRIDGE | Primary | Southern England | UXBR |  | 66.0,11.0 | -0.48735 | 51.5411 | IVER 66KV |  |  | 56 | 0 | 0 | 0 |  | 49.7868 | 11.7055 |  |  |  |  | Amber |  | 0 |  | 0 | 0 |  | Green
19d0abcb3b82e5bcc4d1f57a0194c3ccafab2cd1 | Uig | Primary | North Scotland |  |  | 33.0,11.0 | -6.3674 | 57.5941 | Dunvegan |  |  | 2.5 | 0 | 0 | 0 |  | 1.2688 | 0.33771 |  |  |  |  | Amber |  | 0.1 |  | 0.1 | 0 |  | Amber
4bd5d6c3599cafd553bdc3176d7d973ae54aa718 | Ullapool | Primary | North Scotland | ULLA |  | 33.0,11.0 | -5.1569 | 57.9014 | Grudie Bridge |  |  | 6 | 0 | 0 | 0 |  | 2.596 | 0.56964 |  |  |  |  | Amber |  | 2.4 |  | 2.4 | 0 |  | Green
519845c50db15b8c1bd08bda764d8006bc1f4f9c | Unst | Primary | North Scotland | UNST |  | 33.0,11.0 | -0.82632 | 60.7985 | Shetland |  |  | 4 | 0 | 0 | 0 |  | 1.618 | 0.34795 |  |  |  |  | Amber |  | 0 |  | 0 | 0 |  | Red
71f14a08e6376de29881287354b2c050adc53914 | VELMORE | Primary | Southern England | VELM |  | 33.0,11.0 | -1.391 | 50.9708 | NURSLING | WINCHESTER |  | 30 | 0 | 0 | 0 |  | 24.3444 | 7.8411 |  |  |  |  | Amber |  | 1.5 |  | 1.5 | 0 |  | Green
8226150a7f67ea4a0638482f20dc4ca0f0a0f82b | VENTNOR | Primary | Southern England | VENT |  | 33.0,11.0 | -1.2082 | 50.5975 | FAWLEY | COWES & WOOTTON COMMON |  | 30 | 0 | 0 | 0 |  | 9.9991 | 2.1087 |  |  |  |  | Amber |  | 0 |  | 0 | 0 |  | Red
54fd92e76a7a81014a9ad2aa06c1c1a1225c7e39 | VERWOOD | Primary | Southern England | VERW |  | 33.0,11.0 | -1.8916 | 50.8913 | MANNINGTON GSP | MANNINGTON |  | 13 | 0 | 0 | 0 |  | 10.0806 | 2.0559 |  |  |  |  | Amber |  | 0 |  | 5 | 0 |  | Red
aabd549f1cc14de376b73c6ce714c0108eeb960f | Voe | Primary | North Scotland |  |  | 33.0,11.0 | -1.2557 | 60.3496 | Shetland |  |  | 8 | 0 | 0 | 0 |  | 3.3653 | 0.73241 |  |  |  |  | Amber |  | 0 |  | 0 | 0 |  | Red
1e4047196ad63cce81655479e9fef866ac4fcc48 | WALLINGFORD | Primary | Southern England | WALL |  | 33.0,11.0 | -1.1367 | 51.6008 | COWLEY | COWLEY LOCAL RESERVE |  | 19.5 | 0 | 0 | 0 |  | 16.0205 | 3.8653 |  |  |  |  | Amber |  | 4.494 |  | 4.494 | 0 |  | Green
a97ac8f080cad73034fc1b548f27f72159e454d6 | WANTAGE | Primary | Southern England | WANT |  | 33.0,11.0 | -1.4052 | 51.592 | COWLEY | DRAYTON |  | 19.5 | 0 | 0 | 0 |  | 15.0057 | 1.9714 |  |  |  |  | Amber |  | 0.05 |  | 0.05 | 0 |  | Green
b951d0bec02b0909d4a4ee9055320674c8e10e0f | WAREHAM TOWN | Primary | Southern England | WARE |  | 33.0,11.0 | -2.1146 | 50.6871 | MANNINGTON GSP | WAREHAM |  | 13.9 | 0 | 0 | 0 |  | 11.3475 | 2.8513 |  |  |  |  | Amber |  | 0 |  | 0.1 | 0 |  | Red
f6871b6b630b2506237dbb0b5fc096e96e8df4ba | WARFIELD | Primary | Southern England | WARF |  | 33.0,11.0 | -0.75051 | 51.4358 | FLEET BRAMLEY | BRACKNELL MAIN |  | 22.1 | 0 | 0 | 0 |  | 20.641 | 5.2241 |  |  |  |  | Amber |  | 0 |  | 0 | 0 |  | Green
4f9780b08a400a5c09e7fe1c842c3d42e994abd0 | WARMINSTER | Primary | Southern England | WARM |  | 33.0,11.0 | -2.2172 | 51.1997 | MELKSHAM | FROME |  | 15 | 0 | 0 | 0 |  | 9.5306 | 1.9396 |  |  |  |  | Amber |  | 0 |  | 0 | 0 |  | Red
68f9ff5bf67993bcd5ae3a044936e4295ba907a5 | WATERLOOVILLE | Primary | Southern England | WATE |  | 33.0,11.0 | -1.0345 | 50.8789 | LOVEDEAN | WYMERING & FORT WIDLEY |  | 45 | 0 | 0 | 0 |  | 20.7861 | 4.9799 |  |  |  |  | Amber |  | 0.05 |  | 0.05 | 0 |  | Green
6bfa33eec81cfc7cbbda28f8f442f921a44473bb | WATLINGTON | Primary | Southern England | WATL |  | 33.0,11.0 | -1.0025 | 51.643 | COWLEY | HIGH WYCOMBE |  | 9.8 | 0 | 0 | 0 |  | 5.8149 | 1.4 |  |  |  |  | Amber |  | 17 |  | 17 | 0 |  | Red
74b8f471bd66b54b2b3ebb4704df7b8ef6611f59 | WELL END | Primary | Southern England | WELL |  | 33.0,11.0 | -0.72308 | 51.5836 | AMERSHAM | LOUDWATER |  | 24 | 0 | 0 | 0 |  | 21.1566 | 4.1267 |  |  |  |  | Amber |  | 0 |  | 7.2 | 0 |  | Green
0b7d081d39968e4b85c26a560de6292285f63ece | WEST END | Primary | Southern England | WEST |  | 33.0,11.0 | -1.1875 | 50.852 | LOVEDEAN | FAREHAM MAIN |  | 30 | 0 | 0 | 0 |  | 13.6886 | 3.4642 |  |  |  |  | Amber |  | 0 |  | 0 | 0 |  | Amber
9b46099620032f730804e3d87e5f7ae0ab2404ea | WEST GRAFTON VILLAGE | Primary | Southern England | WEST |  | 33.0,11.0 | -1.6461 | 51.3417 | MELKSHAM | WEST GRAFTON |  | 7.5 | 0 | 0 | 0 |  | 5.048 | 0.92446 |  |  |  |  | Amber |  | 0.18 |  | 0.18 | 0 |  | Red
dfb175aab1c3322df1316ca116f09e5585a02e04 | WEST HENDFORD | Primary | Southern England | WEST |  | 33.0,11.0 | -2.6425 | 50.9367 | AXMINSTER | YEOVIL |  | 45.5 | 0 | 0 | 0 |  | 19.8549 | 5.6327 |  |  |  |  | Amber |  | 0 |  | 0 | 0 |  | Red
fde8c4c2f10e61dcfa6441efd727543104f41071 | WEST STOUR | Primary | Southern England | WEST |  | 33.0,11.0 | -2.3192 | 50.9977 | MANNINGTON GSP | SHAFTESBURY |  | 9.8 | 0 | 0 | 0 |  | 4.8451 | 0.95396 |  |  |  |  | Amber |  | 0 |  | 0 | 0 |  | Red
292d769fa825ae0566d31b705726c1a0a460ed9d | WESTBOURNE | Primary | Southern England | WEST |  | 33.0,11.0 | -1.8923 | 50.7231 | MANNINGTON GSP | BOURNEMOUTH |  | 30 | 0 | 0 | 0 |  | 16.1713 | 4.5176 |  |  |  |  | Amber |  | 0 |  | 0 | 0 |  | Green
d221c3451eeb81aeb1866479b728fe64d5ea3dda | WESTBURY | Primary | Southern England | WEST |  | 33.0,11.0 | -2.1785 | 51.2623 | MELKSHAM | FROME |  | 26 | 0 | 0 | 0 |  | 13.5 | 2.3 |  |  |  |  | Amber |  | 4.76 |  | 4.76 | 0 |  | Red
4a8b41357edaa9b9d34fee92acc5b9fbed295586 | WESTBURY CEMENT | Primary | Southern England | WEST |  | 33.0,11.0 | -2.1718 | 51.2718 | MELKSHAM | FROME |  | 4 | 0 | 0 | 0 |  | 13.4225 | 1.1617 |  |  |  |  | Amber |  | 0 |  | 0 | 0 |  | Red
9ebde795b2e3950dd2d37252da482aee7e57eaea | WESTERN ESPLANADE | Primary | Southern England | WEST |  | 33.0,11.0 | -1.4095 | 50.9064 | NURSLING | WINCHESTER |  | 60 | 0 | 0 | 0 |  | 33.0566 | 9.3754 |  |  |  |  | Amber |  | 0.18 |  | 0.36 | 0 |  | Amber
0c364c829392b901f62a53e48cdbcbaa60e75d34 | WESTON | Primary | Southern England | WEST |  | 33.0,11.0 | -1.3586 | 50.887 | BOTLEY WOOD GSP | NETLEY COMMON |  | 26 | 0 | 0 | 0 |  | 10.5526 | 1.3605 |  |  |  |  | Amber |  | 2.6 |  | 2.6 | 0 |  | Green
bbd6fd467813ec4538ffd9d06e0c3d0271fd3fe5 | WEYMOUTH | Primary | Southern England | WEYM |  | 33.0,11.0 | -2.46 | 50.6112 | CHICKERELL GSP | CHICKERELL |  | 30 | 0 | 0 | 0 |  | 24.655 | 7.3 |  |  |  |  | Amber |  | 3.02 |  | 3.02 | 0 |  | Amber
d0285c77c20079d016125374ce5d3aad96c5ad45 | WHEATLEY | Primary | Southern England | WHEA |  | 33.0,11.0 | -1.1212 | 51.744 | COWLEY | HEADINGTON |  | 15 | 0 | 0 | 0 |  | 8.2734 | 2.6931 |  |  |  |  | Amber |  | 0 |  | 7.12 | 0 |  | Red
5056a67202f2e13442d079112710d0c6d48b84af | WHITCHURCH | Primary | Southern England | WHIT |  | 33.0,11.0 | -1.3418 | 51.2361 | MELKSHAM | ANDOVER |  | 5 | 0 | 0 | 0 |  | 4.1 | 0.8 |  |  |  |  | Amber |  | 0 |  | 0 | 0 |  | Red
dab973d3128c334368f1a9274efc3573a755ae76 | WHITELEY | Primary | Southern England | WHIT |  | 33.0,11.0 | -1.2496 | 50.8765 | BOTLEY WOOD GSP | BOTLEY WOOD |  | 30 | 0 | 0 | 0 |  | 25.6973 | 6.5594 |  |  |  |  | Amber |  | 0 |  | 0 | 0 |  | Green
8c8f93bb333a4f561c6cb2efc759a5ce553720ac | WHITEWAY | Primary | Southern England | WHIT |  | 33.0,11.0 | -1.2496 | 50.8765 | MINETY | CIRENCESTER |  | 30 | 0 | 0 | 0 |  | 10.4567 | 2.2 |  |  |  |  | Amber |  | 0 |  | 0 | 0 |  | Red
32f27e0d987fc11f698a43741ac0ddbf2aa514d7 | WHITLEY WOOD | Primary | Southern England | WHIT |  | 33.0,11.0 | -1.9711 | 51.7257 | FLEET BRAMLEY | BURGHFIELD MAIN |  | 30 | 0 | 0 | 0 |  | 28.1631 | 6.4354 |  |  |  |  | Amber |  | 0 |  | 0 | 0 |  | Green
f36f3375d4f1e3c097d8e6cc9d375c6a455d4340 | WILSON ROAD | Primary | Southern England | WILS |  | 33.0,11.0 | -1.0033 | 51.4549 | FLEET BRAMLEY | BURGHFIELD MAIN |  | 27.6 | 0 | 0 | 0 |  | 15.7114 | 3.8409 |  |  |  |  | Amber |  | 0 |  | 0 | 0 |  | Green
4b6615c6877374eb855e93ace669682e7541b7ae | WIMBORNE | Primary | Southern England | WIMB |  | 33.0,11.0 | -1.973 | 50.7987 | MANNINGTON GSP | MANNINGTON |  | 19.5 | 0 | 0 | 0 |  | 18.4211 | 3.8444 |  |  |  |  | Amber |  | 0 |  | 0 | 0 |  | Red
2674f539c275d6aa6f1622b2ea490cd046ada350 | WIMBORNE ST GILES | Primary | Southern England | WIMB |  | 33.0,11.0 | -1.9586 | 50.9137 | MANNINGTON GSP | MANNINGTON |  | 1.5 | 0 | 0 | 0 |  | 1.0684 | 0.21629 |  |  |  |  | Amber |  | 0 |  | 0 | 0 |  | Red
0a1d8cb7cc0f16599e06ff7542f5fce0d017e48d | WINCANTON | Primary | Southern England | WINC |  | 33.0,11.0 | -2.4102 | 51.0486 | MANNINGTON GSP | SHAFTESBURY |  | 15 | 0 | 0 | 0 |  | 8.2894 | 2.2558 |  |  |  |  | Amber |  | 5 |  | 5 | 0 |  | Red
199dd48b2a02cbd97e4eae2326ac8fc2e3a7806d | WINDRUSH PARK | Primary | Southern England | WIND |  | 33.0,11.0 | -1.5176 | 51.7853 | COWLEY | WITNEY & YARNTON |  | 30 | 0 | 0 | 0 |  | 13.2542 | 3.5948 |  |  |  |  | Amber |  | 0.03 |  | 0.03 | 0 |  | Red
3c1506c08c7285ac5ca2114eefe7f993601ce6de | WINSMORE LANE | Primary | Southern England | WINS |  | 33.0,11.0 | -1.2845 | 51.6687 | COWLEY | DRAYTON |  | 26 | 0 | 0 | 0 |  | 17.1265 | 4.1099 |  |  |  |  | Amber |  | 0 |  | 0.001 | 0 |  | Green
1a48d008488051e7f52199134dd00daa2aa7f219 | WINTERBORNE KINGSTON | Primary | Southern England | WINT |  | 33.0,11.0 | -2.0326 | 50.7475 | MANNINGTON GSP | LYTCHETT | [6 empty] | 6.3753 | 1.6134 | [6 empty] | 0 |  | 0 | 0 |  | Red
24f17a1fa3dea8c59671f843d0db112635026cd6 | WINTERBOURNE KINGSTON | Primary | Southern England | WINT |  | 33.0,11.0 | -2.0326 | 50.7475 | MANNINGTON GSP | LYTCHETT |  | 9.8 | 0 | 0 | 0 |  | 6.2799 | 1.7484 |  |  |  |  | Amber
f965b3da92b8bd6b98f183e82dbbe0efe0d3ad8e | WINTON | Primary | Southern England | WINT |  | 33.0,11.0 | -1.8688 | 50.7478 | MANNINGTON GSP | REDHILL |  | 26 | 0 | 0 | 0 |  | 19.8053 | 5.8622 |  |  |  |  | Amber |  | 5.061 |  | 5.061 | 0 |  | Amber
0df4d2278cc22396b50ad04d040bbfd4f66a6b66 | WITNEY TOWN | Primary | Southern England | WITN |  | 33.0,11.0 | -1.4817 | 51.7845 | COWLEY | WITNEY & YARNTON |  | 24 | 0 | 0 | 0 |  | 22.0748 | 4.9886 |  |  |  |  | Amber |  | 0 |  | 0 | 0 |  | Red
19e62c9d64eadf886e2b8dfe5006dc1c8a40050c | WOKINGHAM | Primary | Southern England | WOKI |  | 33.0,11.0 | -0.85724 | 51.4024 | FLEET BRAMLEY | WOKINGHAM |  | 30 | 0 | 0 | 0 |  | 9.3857 | 2.1948 |  |  |  |  | Amber |  | 0 |  | 0 | 0 |  | Green
64d844bc4f7f5d63a2c0ce92b60a7faa67f81c2e | WOODCOTE | Primary | Southern England | WOOD |  | 33.0,11.0 | -1.0708 | 51.531 | FLEET BRAMLEY | BURGHFIELD RESERVE |  | 5 | 0 | 0 | 0 |  | 3.9385 | 1.0059 |  |  |  |  | Amber |  | 0 |  | 0 | 0 |  | Amber
d225e00bbfd99a003ebab9d6bfd4c997c0003408 | WOODMILL LANE | Primary | Southern England | WOOD |  | 33.0,6.6 | -1.379 | 50.9367 | NURSLING | WINCHESTER |  | 24 | 0 | 0 | 0 |  | 8.8477 | 1.9576 |  |  |  |  | Amber |  | 0 |  | 0 | 0 |  | Green
b1757d4ca8cbc97fa063b6221f34a5648110d540 | WOODSTOCK | Primary | Southern England | WOOD |  | 33.0,11.0 | -1.3524 | 51.8543 | COWLEY | WITNEY & YARNTON |  | 15 | 0 | 0 | 0 |  | 8.2913 | 2.2605 |  |  |  |  | Amber |  | 0.51 |  | 0.51 | 0 |  | Red
dc65fbc56839209ff3b21b655048e03191e35920 | WOOLSTON | Primary | Southern England | WOOL |  | 33.0,6.6 | -1.3736 | 50.8987 | BOTLEY WOOD GSP | NETLEY COMMON |  | 16.9 | 0 | 0 | 0 |  | 16.8276 | 4.5481 |  |  |  |  | Amber |  | 0 |  | 0 | 0 |  | Amber
c5be1e44bc967435698ef9f29c945c2e773805f1 | WOOTTON BASSETT | Primary | Southern England | WOOT |  | 33.0,11.0 | -1.892 | 51.5287 | MINETY | SWINDON |  | 24 | 0 | 0 | 0 |  | 11.8 | 1.8 |  |  |  |  | Amber |  | 9 |  | 23 | 0 |  | Red
dffa5fba14bdddae7ac2075de7bbf272b174c126 | WOOTTON ROAD | Primary | Southern England | WOOT |  | 33.0,11.0 | -1.2886 | 51.6809 | COWLEY | OXFORD |  | 18.2 | 0 | 0 | 0 |  | 13.2081 | 2.8807 |  |  |  |  | Amber |  | 0.24 |  | 0.24 | 0 |  | Green
a9749ce40288f83338b4b9b4775e5978dab4715e | WRECCLESHAM | Primary | Southern England | WREC |  | 33.0,11.0 | -0.82581 | 51.1918 | FLEET BRAMLEY | COXMOOR WOOD |  | 30 | 0 | 0 | 0 |  | 13.8361 | 2.6094 |  |  |  |  | Amber |  | 0 |  | 20 | 0 |  | Green
7b25f9af80f7eae12b821ccdfd2a7965337ea479 | WROUGHTON | Primary | Southern England | WROU |  | 33.0,11.0 | -1.7938 | 51.5316 | MINETY | TOOTHILL |  | 23 | 0 | 0 | 0 |  | 7.1 | 2.0386 |  |  |  |  | Amber |  | 4 |  | 11 | 0 |  | Red
2d4904bd8d4561eb683fcea2d1ff8116524884f6 | WYCOMBE MARSH | Primary | Southern England | WYCO |  | 33.0,11.0 | -0.72138 | 51.6184 | AMERSHAM | LOUDWATER |  | 17.3 | 0 | 0 | 0 |  | 10.6096 | 2.2076 |  |  |  |  | Amber |  | 0 |  | 0 | 0 |  | Green
6a8770aa077862ce221bd9ee8f466454cafc180e | WYMERING | Primary | Southern England | WYME |  | 33.0,11.0 | -1.0789 | 50.8449 | LOVEDEAN | WYMERING & FORT WIDLEY |  | 60 | 0 | 0 | 0 |  | 42.1446 | 15.2565 |  |  |  |  | Amber |  | 4.135 |  | 4.135 | 0 |  | Green
3b58e973a936b5a0109d8a95b066a381407b1103 | Walton | Primary | North Scotland | WALT |  | 33.0,11.0 | -2.9916 | 56.4612 | Glenagnes |  |  | 24 | 0 | 0 | 0 |  | 6.7297 | 1.374 |  |  |  |  | Amber |  | 0 |  | 0 | 0 |  | Green
0c44cc6f4f23d05f23284af82825453c7567a056 | Waterloo Place | Primary | North Scotland | WATE |  | 33.0,11.0 | -4.2317 | 57.4827 | Inverness |  |  | 23 | 0 | 0 | 0 |  | 15.8234 | 3.4693 |  |  |  |  | Amber |  | 0 |  | 0 | 0 |  | Green
999133917c066934a3ebdc7f4b208eabaafe6f7d | West Kirkton | Primary | North Scotland | WEST |  | 33.0,11.0 | -2.9891 | 56.4923 | Lyndhurst |  |  | 23 | 0 | 0 | 0 |  | 9.9495 | 1.6384 |  |  |  |  | Amber |  | 0.1 |  | 0.1 | 0 |  | Green
0468ed28665020d143599994a6296cbaead7424f | West Parkfergus | Primary | North Scotland | WEST |  | 33.0,11.0 | -5.6979 | 55.4265 | Carradale |  |  | 8 | 0 | 0 | 0 |  | 1.0839 | 0.023735 |  |  |  |  | Amber |  | 0 |  | 0 | 0 |  | Green
b0dabb0d0c4e33eab70c3e90b81499b6943a09a3 | Wester Drummond | Primary | North Scotland | WEST |  | 33.0,11.0 | -4.0827 | 56.5775 | Killin |  |  | 0.1 | 0 | 0 | 0 |  | 0.081 | 0.02 |  |  |  |  | Amber |  | 0 |  | 0 | 0 |  | Red
65b9087a7afbc84d8a56e406c9a4358a999b9a76 | Wester Drummond 2 | Primary | North Scotland | WEST |  | 33.0,11.0 | -4.0827 | 56.5775 | Killin |  |  | 0.1 | 0 | 0 | 0 |  | 0.081 | 0.02 |  |  |  |  | Amber
dca381a394439b3cb6f41804c27b06289f68b8df | Westray | Primary | North Scotland | WEST |  | 33.0,11.0 | -2.8744 | 59.2384 | Thurso |  |  | 1 | 0 | 0 | 0 |  | 1.6 | 0.29 |  |  |  |  | Amber |  | 1.9 |  | 1.9 | 0 |  | Red
e50cabb947687d8bd9d941436839f01522a53633 | Whitehouse | Primary | North Scotland | WHIT |  | 33.0,11.0 | -2.6366 | 57.2246 | Tarland |  |  | 8 | 0 | 0 | 0 |  | 5.2447 | 0.91309 |  |  |  |  | Amber |  | 0.05 |  | 0.05 | 0 |  | Green
ff9961a34f2b7a293c2304023861d4ebe25e4747 | Whitestripes | Primary | North Scotland | WHIT |  | 33.0,11.0 | -2.1199 | 57.1902 | Persley |  |  | 15 | 0 | 0 | 0 |  | 7.334 | 1.5731 |  |  |  |  | Amber |  | 0.164 |  | 0.164 | 0 |  | Green
115283bb1b87fa2f58b797d49e4c577db047e2d9 | Whiting Bay | Primary | North Scotland | WHIT |  | 33.0,11.0 | -5.1013 | 55.4909 | Carradale |  |  | 4 | 0 | 0 | 0 |  | 2.4407 | 0.12948 |  |  |  |  | Amber |  | 0.1 |  | 0.1 | 0 |  | Amber
90667caa262cb1722b1e1cc20b263ace2ae5b334 | Wick | Primary | North Scotland | WICK |  | 33.0,11.0 | -3.1051 | 58.4421 | Mybster |  |  | 24 | 0 | 0 | 0 |  | 9.0469 | 2.3077 |  |  |  |  | Amber |  | 24.066 |  | 24.066 | 0 |  | Green
f5a9bd580f8fc2d4943df272ec3f053c7cb22e6e | Woodhill | Primary | North Scotland | WOOD |  | 33.0,11.0 | -2.1461 | 57.1543 | Woodhill |  |  | 24 | 0 | 0 | 0 |  | 15.2393 | 4.5543 |  |  |  |  | Amber |  | 2.669 |  | 2.669 | 0 |  | Green
2043a099ca6b1edd2ad6241f340035d7a11c6bee | YARNTON | Primary | Southern England | YARN |  | 33.0,11.0 | -1.3009 | 51.8053 | COWLEY | WITNEY & YARNTON |  | 40 | 0 | 0 | 0 |  | 23.3985 | 4.7823 |  |  |  |  | Amber |  | 0 |  | 4.98 | 0 |  | Red
72e4bf633f00cd959a357c7065a3720161c3a3bf | YATTENDON | Primary | Southern England | YATT |  | 33.0,11.0 | -1.2276 | 51.4656 | BRAMLEY (ANDO-THAT) | THATCHAM |  | 13 | 0 | 0 | 0 |  | 10.2676 | 2.271 |  |  |  |  | Amber |  | 0 |  | 0 | 0 |  | Green
327f3dac1a0473cf850757d09a5428177a974cce | YATTON KEYNELL | Primary | Southern England | YATT |  | 33.0,11.0 | -2.1843 | 51.4801 | MELKSHAM | CHIPPENHAM |  | 5 | 0 | 0 | 0 |  | 6.1 | 1.0269 |  |  |  |  | Amber |  | 0 |  | 0 | 0 |  | Red
0017212523026e4f9bb0e7f711118d0f76c50663 | YEOVIL | Primary | Southern England | YEOV |  | 33.0,11.0 | -2.6052 | 50.9499 | AXMINSTER | YEOVIL |  | 26 | 0 | 0 | 0 |  | 15.5539 | 2.6951 |  |  |  |  | Amber |  | 0 |  | 10 | 0 |  | Red
0f66b2bc42c83aa3ab72e1e7c94996b78c920583 | YETMINSTER | Primary | Southern England | YETM |  | 33.0,11.0 | -2.5672 | 50.8908 | AXMINSTER | YEOVIL |  | 12 | 0 | 0 | 0 |  | 7.097 | 1.5216 |  |  |  |  | Amber |  | 0.8 |  | 0.8 | 0 |  | Red
4ef373c3bc533cb207200e55a7383979bf92d2f7 | YIEWSLEY | Primary | Southern England | YIEW |  | 66.0,11.0 | -0.47919 | 51.5176 | IVER 66KV |  |  | 60 | 0 | 0 | 0 |  | 39.856 | 8.4248 |  |  |  |  | Amber |  | 0 |  | 0 | 0 |  | Green
772d223e22d218f0ee563ee0d86d5acb63cd7eaf | ZETLAND ROAD | Primary | Southern England | ZETL |  | 33.0,11.0 | -1.1421 | 50.7969 | LOVEDEAN | FAREHAM RESERVE |  | 26 | 0 | 0 | 0 |  | 18.8646 | 6.5445 |  |  |  |  | Amber |  | 0 |  | 0 | 0 |  | Amber
Note on A1: mRID Identifier
Note on B1: name String
Note on C1: type SubstationKind
Note on D1: area LicenseArea
Note on E1: shortCode SubstationCode
Note on F1: description String
Note on G1: voltages kV
Note on H1: longitude DecimalDegrees
Note on I1: latitude DecimalDegrees
Note on J1: GSP Identifier
Note on K1: BSP Identifier
Note on L1: Primary Identifier
Note on M1: loadTotalCapacity MVA
Note on N1: loadConnectedCapacity MVA
Note on O1: loadContractedCapacity MVA
Note on P1: loadQuotedCapacity MVA
Note on Q1: loadAvailableCapacity MVA
Note on R1: loadMaximum MVA
Note on S1: loadMinimum MVA
Note on T1: load99Percentile MVA
Note on U1: load75Percentile MVA
Note on V1: load50Percentile MVA
Note on W1: load25Percentile MVA
Note on X1: loadConstraint RAG
Note on Y1: loadConstraintLimitingFactor LimitingFactorKind
Note on Z1: generationTotalCapacity MVA
Note on AA1: generationConnectedCapacity MVA
Note on AB1: generationContractedCapacity MVA
Note on AC1: generationQuotedCapacity MVA
Note on AD1: generationAvailableCapacity MVA
Note on AE1: generationConstraint RAG
Note on AF1: generationConstraintLimitingFactor LimitingFactorKind
Note on AG1: breakerRatedCurrent kA
Note on AH1: breakerBreakingCapacity kA
Note on AI1: breakerMakingCapacity kA
Note on AJ1: breakerAvailableCapacity kA
Note on AK1: breakerShortCircuitCurrent kA
Note on AL1: breakerShortCircuitDuration Seconds
Note on AM1: reversePowerFlowTotalCapacity MVA
Note on AN1: reversePowerFlowAvailableCapacity MVA
Note on AO1: embeddedCapacityRegister Link

## Circuit
mRID | Name | Description | Voltage | Load Maximum | Load Minimum | Load 99 Percentile | Load 75 Percentile | Load 50 Percentile | Load 25 Percentile | Load Constraint | Load Total Capacity | Load Available Capacity | Load Connected Capacity | Load Contracted Capacity | Load Quoted Capacity | Rating | From Substation | To Substation
481644cc-8c40-4ab3-94f3-efa1b220f469 | My Example Circuit |  | 11 | [6 empty] | Amber | [6 empty] | Thimblerow
a454c62f-208a-441b-b127-1ff75282a4f0 | My Other Example Circuit |  | 11 | [6 empty] | Green | [6 empty] | Burghmuir
Note on A1: mRID Identifier
Note on B1: name String
Note on C1: description String
Note on D1: voltage kV
Note on E1: loadMaximum MVA
Note on F1: loadMinimum MVA
Note on G1: load99Percentile MVA
Note on H1: load75Percentile MVA
Note on I1: load50Percentile MVA
Note on J1: load25Percentile MVA
Note on K1: loadConstraint RAG
Note on L1: loadTotalCapacity MVA
Note on M1: loadAvailableCapacity MVA
Note on N1: loadConnectedCapacity MVA
Note on O1: loadContractedCapacity MVA
Note on P1: loadQuotedCapacity MVA
Note on Q1: rating MVA
Note on R1: FromSubstation Identifier
Note on S1: ToSubstation Identifier

## Load
Substation | mRID | Name | Aggregate | Load Connected Capacity | Load Contracted Capacity | Load Quoted Capacity | Voltage | Technology Type
AMERSHAM |  | AMERSHAM_PROJECT_1 | FALSE | 0 | 40 |  | 33
AXMINSTER |  | AXMINSTER_PROJECT_1 | FALSE | 0 | 0 | 1.5 | 11
BOTLEY WOOD GSP |  | BOTLEYWOOD_PROJECT_1 | FALSE | 0 | 49.9 |  | 33
BOTLEY WOOD GSP |  | BOTLEYWOOD_PROJECT_2 | FALSE | 0 | 5 |  | 11
BRAMLEY (ANDO-THAT) |  | BRAMLEY_PROJECT_1 | FALSE | 0 | 6 |  | 33
BRAMLEY (ANDO-THAT) |  | BRAMLEY_PROJECT_2 | FALSE | 0 | 1 |  | 33
BRAMLEY (ANDO-THAT) |  | BRAMLEY_PROJECT_3 | FALSE | 0 | 10.5 |  | 132
BRAMLEY (BASI) |  | BRAMLEYBASI_PROJECT_1 | FALSE | 0 | 25 |  | 33
BRAMLEY (BASI) |  | BRAMLEYBASI_PROJECT_2 | FALSE | 0 | 20 |  | 33
BRAMLEY (BASI) |  | BRAMLEYBASI_PROJECT_3 | FALSE | 12 | 12 |  | 11
BRAMLEY (BASI) |  | BRAMLEYBASI_PROJECT_4 | FALSE | 0 | 10 |  | 33
BRAMLEY (BASI) |  | BRAMLEYBASI_PROJECT_5 | FALSE | 2 | 2 |  | 11
BRAMLEY (BASI) |  | BRAMLEYBASI_PROJECT_6 | FALSE | 0.7 | 0.7 |  | 33
Broadford |  | Broadford_Project_1 | FALSE | 10 | 10 |  | 33
Broadford |  | Broadford_Project_2 | FALSE | 0 | 1.6 |  | 33
CHICKERELL GSP |  | CHICKERELL_PROJECT_1 | FALSE | 0 | 5 |  | 33
CHICKERELL GSP |  | CHICKERELL_PROJECT_2 | FALSE | 0 | 5 |  | 33
CHICKERELL GSP |  | CHICKERELL_PROJECT_3 | FALSE | 0 | 3.5 |  | 33
COWLEY |  | COWLEY_PROJECT_1 | FALSE | 0.72 | 0.72 |  | 11
COWLEY |  | COWLEY_PROJECT_2 | FALSE | 18 | 18 |  | 33
COWLEY |  | COWLEY_PROJECT_3 | FALSE | 0.58 | 0.58 |  | 11
COWLEY |  | COWLEY_PROJECT_4 | FALSE | 0.662 | 0.662 |  | 11
COWLEY |  | COWLEY_PROJECT_5 | FALSE | 0 | 2 |  | 11
COWLEY |  | COWLEY_PROJECT_6 | FALSE | 0 | 1.6 |  | 33
COWLEY |  | COWLEY_PROJECT_7 | FALSE | 0 | 50 |  | 33
COWLEY |  | COWLEY_PROJECT_8 | FALSE | 0 | 40 |  | 33
COWLEY |  | COWLEY_PROJECT_9 | FALSE | 0 | 10 |  | 33
COWLEY |  | COWLEY_PROJECT_1 | FALSE | 0 | 0 | 15 | 132
Ceannacroc |  | Ceannacroc_Project_1 | FALSE | 2 | 2 |  | 33
Ceannacroc |  | Ceannacroc_Project_2 | FALSE | 2 | 2 |  | 33
EALING |  | EALING_PROJECT_1 | FALSE | 0 | 9.5 |  | 11
EAST CLAYDON |  | EASTCLAYDON_PROJECT_1 | FALSE | 0 | 40 |  | 132
EAST CLAYDON |  | EASTCLAYDON_PROJECT_2 | FALSE | 0 | 25 |  | 132
EAST CLAYDON |  | EAST CLAYDON_PROJECT_1 | FALSE | 0 | 0 | 50 | 33
FAWLEY |  | FAWLEY_PROJECT_1 | FALSE | 0 | 48.377 |  | 132
FAWLEY |  | FAWLEY_PROJECT_2 | FALSE | 7.134 | 7.134 |  | 132
FAWLEY |  | FAWLEY_PROJECT_3 | FALSE | 3.89 | 3.89 |  | 33
FAWLEY |  | FAWLEY_PROJECT_4 | FALSE | 0.6 | 0.6 |  | 11
FLEET BRAMLEY |  | FLEETBRAMLEY_PROJECT_1 | FALSE | 0 | 40 |  | 132
FLEET BRAMLEY |  | FLEETBRAMLEY_PROJECT_2 | FALSE | 0 | 31.6 |  | 33
FLEET BRAMLEY |  | FLEET BRAMLEY_PROJECT 1 | FALSE | 0 | 0 | 150 | 132
FLEET BRAMLEY |  | FLEET BRAMLEY_PROJECT_2 | FALSE | 0 | 0 | 14 | 33
Fort William |  | Fort William_Project_1 | FALSE | 1.9 | 1.9 |  | 33
IVER 132KV |  | IVER132_PROJECT_1 | FALSE | 0 | 20 |  | 22
IVER 132KV |  | IVER132_PROJECT_2 | FALSE | 0 | 16 |  | 33
IVER 132KV |  | IVER132_PROJECT_3 | FALSE | 0 | 8.237 |  | 33
IVER 132KV |  | IVER132_PROJECT_4 | FALSE | 0 | 6 |  | 11
IVER 132KV |  | IVER132_PROJECT_5 | FALSE | 0 | 2.6 |  | 11
IVER 132KV |  | IVER132_PROJECT_6 | FALSE | 0 | 35 |  | 33
IVER 132KV |  | IVER132_PROJECT_7 | FALSE | 0 | 130 |  | 132
IVER 132KV |  | IVER132_PROJECT_8 | FALSE | 0 | 134 |  | 132
IVER 66KV |  | IVER66_PROJECT_1 | FALSE | 0 | 30 |  | 66
Keith |  | Keith_Project_ 1 | FALSE | 2.7 | 2.7 |  | 33
LALEHAM |  | LALEHAM_PROJECT_2 | FALSE | 0 | 49 |  | 33
LALEHAM |  | LALEHAM_PROJECT_3 | FALSE | 0 | 49 |  | 33
LALEHAM |  | LALEHAM_PROJECT_1 | FALSE | 0 | 49.9 |  | 33
LOVEDEAN |  | LOVEDEAN_PROJECT_1 | FALSE | 7 | 7 |  | 11
LOVEDEAN |  | LOVEDEAN_PROJECT_2 | FALSE | 41 | 41 |  | 33
LOVEDEAN |  | LOVEDEAN_PROJECT_3 | FALSE | 2 | 2 |  | 11
LOVEDEAN |  | LOVEDEAN_PROJECT_4 | FALSE | 3.5 | 3.5 |  | 11
LOVEDEAN |  | LOVEDEAN_PROJECT_5 | FALSE | 1.075 | 1.075 |  | 11
LOVEDEAN |  | LOVEDEAN_PROJECT_6 | FALSE | 4 | 4 |  | 33
LOVEDEAN |  | LOVEDEAN_PROJECT_7 | FALSE | 4 | 4 |  | 33
LOVEDEAN |  | LOVEDEAN_PROJECT_8 | FALSE | 0.8 | 0.8 |  | 11
LOVEDEAN |  | LOVEDEAN_PROJECT_9 | FALSE | 0 | 0.839 |  | 33
LOVEDEAN |  | LOVEDEAN_PROJECT_10 | FALSE | 0 | 10 |  | 11
LOVEDEAN |  | LOVEDEAN_PROJECT_11 | FALSE | 0 | 40 |  | 33
LOVEDEAN |  | LOVEDEAN_PROJECT_12 | FALSE | 0 | 0.75 |  | 33
LOVEDEAN |  | LOVEDEAN_PROJECT_13 | FALSE | 0 | 20 |  | 33
LOVEDEAN |  | LOVEDEAN_PROJECT_14 | FALSE | 0 | 20 |  | 33
LOVEDEAN |  | LOVEDEAN_PROJECT_15 | FALSE | 0 | 5.4 |  | 33
LOVEDEAN |  | LOVEDEAN_PROJECT_16 | FALSE | 0 | 21.05 |  | 33
LOVEDEAN |  | LOVEDEAN_PROJECT_17 | FALSE | 0 | 0.8 |  | 11
MANNINGTON GSP |  | MANNINGTON_PROJECT_1 | FALSE | 5 | 5 |  | 33
MANNINGTON GSP |  | MANNINGTON_PROJECT_2 | FALSE | 0 | 20 |  | 132
MANNINGTON GSP |  | MANNINGTON_PROJECT_3 | FALSE | 0 | 5 |  | 33
MANNINGTON GSP |  | MANNINGTON_PROJECT_4 | FALSE | 0 | 21.052 |  | 33
MANNINGTON GSP |  | MANNINGTON_PROJECT_5 | FALSE | 0 | 21.053 |  | 33
MANNINGTON GSP |  | MANNINGTON_PROJECT_6 | FALSE | 0 | 10.526 |  | 33
MANNINGTON GSP |  | MANNINGTON_PROJECT_7 | FALSE | 0 | 32 |  | 33
MANNINGTON GSP |  | MANNINGTON_PROJECT_8 | FALSE | 0 | 12 |  | 33
MELKSHAM |  | MELKSHAM_PROJECT_1 | FALSE | 2 | 2 |  | 11
MELKSHAM |  | MELKSHAM_PROJECT_2 | FALSE | 0 | 0.8 |  | 33
MELKSHAM |  | MELKSHAM_PROJECT_3 | FALSE | 0 | 20 |  | 33
MELKSHAM |  | MELKSHAM_PROJECT_4 | FALSE | 0 | 0.8 |  | 0.4
MELKSHAM |  | MELKSHAM_PROJECT_5 | FALSE | 0 | 5.22 |  | 33
MELKSHAM |  | MELKSHAM_PROJECT_6 | FALSE | 0 | 3.75 |  | 33
MELKSHAM |  | MELKSHAM_PROJECT_7 | FALSE | 0 | 15 |  | 33
MELKSHAM |  | MELKSHAM_PROJECT_8 | FALSE | 0 | 52.63 |  | 132
MELKSHAM |  | MELKSHAM_PROJECT_9 | FALSE | 0 | 0.526 |  | 33
MELKSHAM |  | MELKSHAM_PROJECT_10 | FALSE | 0 | 52.63 |  | 132
MELKSHAM |  | MELKSHAM_PROJECT_11 | FALSE | 0 | 105.2 |  | 132
MELKSHAM |  | MELKSHAM_PROJECT_12 | FALSE | 0 | 52.53 |  | 132
MELKSHAM |  | MELKSHAM_PROJECT_13 | FALSE | 0 | 9 |  | 11
MELKSHAM |  | MELKSHAM_PROJECT_14 | FALSE | 0 | 8 |  | 11
MELKSHAM |  | MELKSHAM_PROJECT_15 | FALSE | 0.65 | 0.65 |  | 0.4
MELKSHAM |  | MELKSHAM_PROJECT_1 | FALSE | 0 | 0 | 9 | 33
MINETY |  | MINETY_PROJECT_1 | FALSE | 0 | 157.58 |  | 132
MINETY |  | MINETY_PROJECT_2 | FALSE | 0 | 31.58 |  | 33
MINETY |  | MINETY_PROJECT_3 | FALSE | 0 | 10.53 |  | 132
MINETY |  | MINETY_PROJECT_4 | FALSE | 0 | 10 |  | 33
MINETY |  | MINETY_PROJECT_5 | FALSE | 0 | 5.26 |  | 33
MINETY |  | MINETY_PROJECT_6 | FALSE | 0 | 1 |  | 11
MINETY |  | MINETY_PROJECT_7 | FALSE | 0 | 0.8 |  | 11
MINETY |  | MINETY_PROJECT_8 | FALSE | 0 | 10.53 |  | 132
MINETY |  | MINETY_PROJECT_9 | FALSE | 0 | 5.26 |  | 33
MINETY |  | MINETY_PROJECT_10 | FALSE | 0 | 20 |  | 33
MINETY |  | MINETY_PROJECT_11 | FALSE | 0 | 10.53 |  | 132
MINETY |  | MINETY_PROJECT_12 | FALSE | 0 | 5.26 |  | 33
NORTH HYDE |  | NORTHHYDE_PROJECT_1 | FALSE | 0 | 40 |  | 33
NURSLING |  | NURSLING_PROJECT_1 | FALSE | 0.9 | 0.9 |  | 11
NURSLING |  | NURSLING_PROJECT_2 | FALSE | 0 | 10 |  | 33
NURSLING |  | NURSLING_PROJECT_3 | FALSE | 0 | 52.632 |  | 132
NURSLING |  | NURSLING_PROJECT_4 | FALSE | 0 | 5.26 |  | 33
NURSLING |  | NURSLING_PROJECT_5 | FALSE | 0 | 0.6 |  | 33
Nairn |  | Nairn_Project_1 | FALSE | 12.217 | 12.217 |  | 33
Nairn |  | Nairn_ Project_2 | FALSE | 0 | 6.5 |  | 33
Redmoss |  | Redmoss_Project_1 | FALSE | 0 | 6 |  | 33
Shetland |  | Shetland_Project_1 | FALSE | 0 | 5 |  | 33
Shetland |  | Shetland_Project_2 | FALSE | 0 | 2.025 |  | 33
WILLESDEN |  | WILLESDEN_PROJECT_1 | FALSE | 0 | 3 |  | 11
WILLESDEN |  | WILLESDEN_PROJECT_2 | FALSE | 0 | 27 |  | 11
Note on B1: mRID Identifier
Note on C1: name String
Note on D1: aggregate Boolean
Note on E1: loadConnectedCapacity MVA
Note on F1: loadContractedCapacity MVA
Note on G1: loadQuotedCapacity MVA
Note on H1: voltage kV
Note on I1: technologyType String

## Generator
Substation | mRID | Name | Aggregate | Generation Connected Capacity | Generation Contracted Capacity | Generation Quoted Capacity | Voltage | Technology Type
AMERSHAM |  | AMERSHAM_PROJECT_1 | FALSE | 0 | 0 | 49.9
AMERSHAM |  | AMERSHAM_PROJECT_2 | FALSE | 0 | 0 | 0.8
AXMINSTER |  | AXMINSTER PROJECT_18 | FALSE | 0 | 35 |  | 132
AXMINSTER |  | AXMINSTER PROJECT_19 | FALSE | 0 | 35 |  | 132
AXMINSTER |  | AXMINSTER PROJECT_25 | FALSE | 0 | 30 |  | 132
AXMINSTER |  | AXMINSTER_PROJECT_1 | FALSE | 0 | 0 | 20.9
AXMINSTER |  | AXMINSTER_PROJECT_2 | FALSE | 0 | 0 | 0.32
AXMINSTER |  | AXMINSTER_PROJECT_3 | FALSE | 0 | 0 | 0.88
AXMINSTER |  | AXMINSTER_PROJECT_4 | FALSE | 0 | 0 | 0.09
AXMINSTER |  | AXMINSTER_PROJECT_5 | FALSE | 0 | 0 | 0.75
Abernethy |  | Abernethy Project 01 | FALSE | 9.949 | 9.949 |  | 33
Abernethy |  | Abernethy Project 02 | FALSE | 4.4 | 4.4 |  | 33
Abernethy |  | Abernethy Project 09 | FALSE | 0 | 9.9 |  | 0.4
Abernethy |  | Abernethy Project 10 | FALSE | 9.9 | 9.9 |  | 0.4
Abernethy |  | Abernethy Project 11 | FALSE | 0 | 9.9 |  | 0.4
Abernethy |  | Abernethy Project 17 | FALSE | 0.316 | 0.316 |  | 33
Abernethy |  | Abernethy Project 18 | FALSE | 0.25 | 0.25 |  | 33
Abernethy |  | Abernethy Project 19 | FALSE | 0.18 | 0.18 |  | 11
Abernethy |  | Abernethy Project 22 | FALSE | 0 | 30 |  | 33
Abernethy |  | Abernethy Project 23 | FALSE | 0 | 19 |  | 0.4
Abernethy |  | Abernethy Project 25 | FALSE | 7.05 | 7.05 |  | 0.4
Abernethy |  | Abernethy Project 29 | FALSE | 0 | 2.35 |  | 0.4
Abernethy |  | Abernethy Quoted Job 1 | FALSE | 0 | 0 | 0.05
Abernethy |  | Abernethy Quoted Job 2 | FALSE | 0 | 0 | 20
Alness |  | Alness Project 01 | FALSE | 32 | 32 |  | 33
Alness |  | Alness Project 02 | FALSE | 29 | 29 |  | 33
Alness |  | Alness Project 03 | FALSE | 18.5 | 18.5 |  | 33
Alness |  | Alness Project 04 | FALSE | 4.95 | 4.95 |  | 11
Alness |  | Alness Project 06 | FALSE | 4.6 | 4.6 |  | 33
Alness |  | Alness Project 07 | FALSE | 4 | 4 |  | 33
Alness |  | Alness Project 08 | FALSE | 2 | 2 |  | 11
Alness |  | Alness Project 15 | FALSE | 0.05 | 0.05 |  | 0.4
Alness |  | Alness Quoted Job 1 | FALSE | 0 | 0 | 36
Arbroath |  | Arbroath Project 01 | FALSE | 0.33 | 0.33 |  | 11
Arbroath |  | Arbroath Project 14 | FALSE | 9.5 | 9.5 |  | 33
Arbroath |  | Arbroath Project 15 | FALSE | 0.5 | 0.5 |  | 11
Arbroath |  | Arbroath Project 17 | FALSE | 0.05 | 0.05 |  | 0.4
Arbroath |  | Arbroath Project 19 | FALSE | 0.15 | 0.15 |  | 0.4
Arbroath |  | Arbroath Project 27 | FALSE | 0.129 | 0.129 |  | 0.4
Arbroath |  | Arbroath Project 28 | FALSE | 0 | 0.065 |  | 0.4
Arbroath |  | Arbroath Project 29 | FALSE | 0 | 0.01 |  | 0.4
Arbroath |  | Arbroath Quoted Job 1 | FALSE | 0 | 0 | 9.9
Ardmore |  | Ardmore Project 01 | FALSE | 11.8 | 11.8 |  | 33
Ardmore |  | Ardmore Project 02 | FALSE | 7.5 | 7.5 |  | 33
Ardmore |  | Ardmore Project 03 | FALSE | 2 | 2 |  | 11
Ardmore |  | Ardmore Project 07 | FALSE | 1.8 | 1.8 |  | 11
Ardmore |  | Ardmore Project 08 | FALSE | 0.33 | 0.33 |  | 0.4
BOTLEY WOOD GSP |  | BOTLEY WOOD_PROJECT_1 | FALSE | 0 | 0 | 0.65
BRAMLEY (ANDO-THAT) |  | BRAMLEY (ANDO-THAT) PROJECT_560 | FALSE | 0 | 40 |  | 132
BRAMLEY (ANDO-THAT) |  | BRAMLEY (ANDO-THAT) PROJECT_599 | FALSE | 0 | 15.79 |  | 33
BRAMLEY (ANDO-THAT) |  | BRAMLEY (ANDO-THAT) PROJECT_600 | FALSE | 0 | 21.05 |  | 33
BRAMLEY (BASI) |  | BRAMLEY (BASI) PROJECT_601 | FALSE | 0 | 99.9 |  | 132
BRAMLEY (BASI) |  | BRAMLEY (BASI)_PROJECT_1 | FALSE | 0 | 0 | 0.26
BRAMLEY (BASI) |  | BRAMLEY (BASI)_PROJECT_2 | FALSE | 0 | 0 | 0.08
Beauly |  | Beauly Project 03 | FALSE | 0.9 | 0.9 |  | 0.4
Beauly |  | Beauly Project 04 | FALSE | 0.7 | 0.7 |  | 0.4
Beauly |  | Beauly Project 05 | FALSE | 0.7 | 0.7 |  | 0.4
Beauly |  | Beauly Project 06 | FALSE | 0.63 | 0.63 |  | 11
Beauly |  | Beauly Project 09 | FALSE | 0.3 | 0.3 |  | 33
Beauly |  | Beauly Project 10 | FALSE | 0.25 | 0.25 |  | 11
Beauly |  | Beauly Project 12 | FALSE | 0.1 | 0.1 |  | 0.4
Beauly |  | Beauly Project 14 | FALSE | 0.1 | 0.1 |  | 0.4
Beauly |  | Beauly Project 16 | FALSE | 0.1 | 0.1 |  | 0.4
Beauly |  | Beauly Project 19 | FALSE | 0.1 | 0.1 |  | 0.4
Beauly |  | Beauly Project 24 | FALSE | 0.28 | 0.28 |  | 0.4
Beauly |  | Beauly Project 30 | FALSE | 0 | 49.9 |  | 33
Boat of Garten |  | Boat of Garten Project 01 | FALSE | 2.6 | 2.6 |  | 33
Boat of Garten |  | Boat of Garten Project 02 | FALSE | 1.25 | 1.25 |  | 33
Boat of Garten |  | Boat of Garten Project 04 | FALSE | 0.65 | 0.65 |  | 11
Boat of Garten |  | Boat of Garten Project 09 | FALSE | 5 | 5 |  | 33
Boat of Garten |  | Boat of Garten Project 11 | FALSE | 0.249 | 0.249 |  | 0.4
Boat of Garten |  | Boat of Garten Project 13 | FALSE | 0.105 | 0.105 |  | 0.4
Boat of Garten |  | Boat of Garten Project 15 | FALSE | 0 | 0.9 |  | 11
Boat of Garten |  | Boat of Garten Quoted Job 1 | FALSE | 0 | 0 | 49.9
Boat of Garten |  | Boat of Garten Quoted Job 2 | FALSE | 0 | 0 | 40
Braco |  | Braco Project 01 | FALSE | 74 | 74 |  | 33
Braco |  | Braco Project 02 | FALSE | 2 | 2 |  | 11
Braco |  | Braco Project 06 | FALSE | 0.204 | 0.204 |  | 0.4
Braco |  | Braco Project 14 | FALSE | 1 | 1 |  | 11
Braco |  | Braco Project 17 | FALSE | 0.5 | 0.5 |  | 0.4
Braco |  | Braco Project 27 | FALSE | 0 | 9.9 |  | 33
Braco |  | Braco Project 28 | FALSE | 0.05 | 0.05 |  | 0.4
Braco |  | Braco Project 32 | FALSE | 0 | 49.9 |  | 33
Braco |  | Braco Project 33 | FALSE | 0 | 0.117 |  | 0.4
Braco |  | Braco Project 34 | FALSE | 0 | 0.075 |  | 0.4
Braco |  | Braco Project 35 | FALSE | 0 | 45 |  | 33
Braco |  | Braco Project 36 | FALSE | 0 | 50 |  | 33
Bridge of Dun |  | Bridge of Dun Project 01 | FALSE | 13.5 | 13.5 |  | 33
Bridge of Dun |  | Bridge of Dun Project 02 | FALSE | 3.5 | 3.5 |  | 33
Bridge of Dun |  | Bridge of Dun Project 03 | FALSE | 0.8 | 0.8 |  | 0.4
Bridge of Dun |  | Bridge of Dun Project 04 | FALSE | 0.5 | 0.5 |  | 11
Bridge of Dun |  | Bridge of Dun Project 20 | FALSE | 0.8 | 0.8 |  | 11
Bridge of Dun |  | Bridge of Dun Project 26 | FALSE | 0.5 | 0.5 |  | 11
Bridge of Dun |  | Bridge of Dun Project 44 | FALSE | 0.05 | 0.05 |  | 0.4
Bridge of Dun |  | Bridge of Dun Project 48 | FALSE | 0.05 | 0.05 |  | 0.4
Broadford |  | Broadford Project 17 | FALSE | 0.05 | 0.05 |  | 0.4
Brora |  | Brora Project 01 | FALSE | 0.5 | 0.5 |  | 0.4
Brora |  | Brora Project 02 | FALSE | 0.1 | 0.1 |  | 0.4
Burghmuir |  | Burghmuir Project 13 | FALSE | 0 | 0.152 |  | 0.4
Burghmuir |  | Burghmuir Project 16 | FALSE | 0 | 29.99 |  | 33
CHICKERELL GSP |  | CHICKERELL_PROJECT_1 | FALSE | 0 | 0 | 0.07
COWLEY |  | COWLEY PROJECT_80 | FALSE | 100 | 100 |  | 132
COWLEY |  | COWLEY PROJECT_126 | FALSE | 0 | 49.99 |  | 132
COWLEY |  | COWLEY PROJECT_128 | FALSE | 0 | 99.99 |  | 132
COWLEY |  | COWLEY PROJECT_567 | FALSE | 0 | 50 |  | 132
COWLEY |  | COWLEY PROJECT_633 | FALSE | 2.01 | 2.01 |  | 11
COWLEY |  | COWLEY PROJECT_639 | FALSE | 0.1 | 0.1 |  | 11
COWLEY |  | COWLEY PROJECT_640 | FALSE | 0.1 | 0.1 |  | 11
COWLEY |  | COWLEY PROJECT_644 | FALSE | 0.014 | 0.014 |  | 11
COWLEY |  | COWLEY PROJECT_646 | FALSE | 0 | 0.001 |  | 11
COWLEY |  | COWLEY_PROJECT_1 | FALSE | 0 | 0 | 0.065
COWLEY |  | COWLEY_PROJECT_2 | FALSE | 0 | 0 | 6
Carradale |  | Carradale Project 01 | FALSE | 38 | 38 |  | 33
Carradale |  | Carradale Project 02 | FALSE | 30 | 30 |  | 33
Carradale |  | Carradale Project 03 | FALSE | 15 | 15 |  | 33
Carradale |  | Carradale Project 04 | FALSE | 12.75 | 12.75 |  | 33
Carradale |  | Carradale Project 05 | FALSE | 5.7 | 5.7 |  | 33
Carradale |  | Carradale Project 06 | FALSE | 5 | 5 |  | 33
Carradale |  | Carradale Project 07 | FALSE | 2.4 | 2.4 |  | 11
Carradale |  | Carradale Project 13 | FALSE | 0 | 35 |  | 33
Carradale |  | Carradale Project 15 | FALSE | 6.9 | 6.9 |  | 33
Carradale |  | Carradale Project 16 | FALSE | 0.5 | 0.5 |  | 0.4
Carradale |  | Carradale Project 21 | FALSE | 0.105 | 0.105 |  | 11
Carradale |  | Carradale Project 24 | FALSE | 0.05 | 0.05 |  | 0.4
Carradale |  | Carradale Project 32 | FALSE | 0.24 | 0.24 |  | 0.4
Carradale |  | Carradale Project 35 | FALSE | 0 | 47.6 |  | 33
Carradale |  | Carradale Project 36 | FALSE | 0.25 | 0.25 |  | 0.4
Carradale |  | Carradale Project 37 | FALSE | 0 | 50 |  | 33
Carradale |  | Carradale Project 38 | FALSE | 0 | 26 |  | 33
Cassley |  | Cassley Project 01 | FALSE | 10 | 10 |  | 33
Cassley |  | Cassley Project 02 | FALSE | 4.5 | 4.5 |  | 33
Cassley |  | Cassley Project 03 | FALSE | 0.75 | 0.75 |  | 0.4
Cassley |  | Cassley Project 04 | FALSE | 0.6 | 0.6 |  | 0.4
Cassley |  | Cassley Project 05 | FALSE | 0.45 | 0.45 |  | 33
Cassley |  | Cassley Project 06 | FALSE | 0.15 | 0.15 |  | 0.4
Cassley |  | Cassley Project 07 | FALSE | 0.1 | 0.1 |  | 0.4
Cassley |  | Cassley Project 11 | FALSE | 0.09 | 0.09 |  | 0.4
Cassley |  | Cassley Project 13 | FALSE | 0 | 0.2 |  | 33
Cassley |  | Cassley Project 14 | FALSE | 0.095 | 0.095 |  | 11
Cassley |  | Ceannacroc Project 01 | FALSE | 20 | 20 |  | 11
Ceannacroc |  | Ceannacroc Project 02 | FALSE | 0.7 | 0.7 |  | 0.4
Ceannacroc |  | Ceannacroc Project 03 | FALSE | 0.6 | 0.6 |  | 0.4
Ceannacroc |  | Ceannacroc Project 04 | FALSE | 0.45 | 0.45 |  | 0.4
Ceannacroc |  | Ceannacroc Project 05 | FALSE | 0.3 | 0.3 |  | 0.4
Ceannacroc |  | Ceannacroc Project 06 | FALSE | 0.2 | 0.2 |  | 0.4
Ceannacroc |  | Ceannacroc Project 07 | FALSE | 1.75 | 1.75 |  | 33
Ceannacroc |  | Ceannacroc Project 08 | FALSE | 0.55 | 0.55 |  | 0.4
Ceannacroc |  | Ceannacroc Project 09 | FALSE | 0.55 | 0.55 |  | 0.4
Ceannacroc |  | Ceannacroc Project 11 | FALSE | 0.098 | 0.098 |  | 0.4
Charleston |  | Charleston Project 17 | FALSE | 0.158 | 0.158 |  | 0.4
Charleston |  | Charleston Project 18 | FALSE | 0 | 49.9 |  | 33
Charleston |  | Charleston Quoted Job 1 | FALSE | 0 | 0 | 49.9
Clachan |  | Clachan Project 01 | FALSE | 40 | 40 |  | 33
Clachan |  | Clachan Project 02 | FALSE | 6 | 6 |  | 11
Clachan |  | Clachan Project 03 | FALSE | 0.96 | 0.96 |  | 0.4
Clachan |  | Clachan Project 04 | FALSE | 0.415 | 0.415 |  | 0.4
Clachan |  | Clachan Project 07 | FALSE | 0.4 | 0.4 |  | 0.4
Clachan |  | Clachan Project 08 | FALSE | 0.13 | 0.13 |  | 0.4
Clachan |  | Clachan Project 09 | FALSE | 0.1 | 0.1 |  | 0.4
Clachan |  | Clachan Project 10 | FALSE | 0.99 | 0.99 |  | 11
Clachan |  | Clachan Project 11 | FALSE | 0 | 0.19 |  | 11
Clachan |  | Clachan Project 12 | FALSE | 0 | 0.05 |  | 0.4
Clayhills |  | Clayhills Project 02 | FALSE | 0.15 | 0.15 |  | 11
Coupar Angus |  | Coupar Angus Project 01 | FALSE | 32 | 32 |  | 33
Coupar Angus |  | Coupar Angus Project 02 | FALSE | 6.4 | 6.4 |  | 33
Coupar Angus |  | Coupar Angus Project 03 | FALSE | 0.8 | 0.8 |  | 11
Coupar Angus |  | Coupar Angus Project 22 | FALSE | 9.2 | 9.2 |  | 33
Coupar Angus |  | Coupar Angus Project 24 | FALSE | 0.5 | 0.5 |  | 11
Coupar Angus |  | Coupar Angus Project 41 | FALSE | 0.05 | 0.05 |  | 0.4
Coupar Angus |  | Coupar Angus Project 45 | FALSE | 0 | 49.9 |  | 33
Coupar Angus |  | Coupar Angus Quoted Job 1 | FALSE | 0 | 0 | 49.9
Coupar Angus |  | Coupar Angus Quoted Job 2 | FALSE | 0 | 0 | 49.9
Coupar Angus |  | Coupar Angus Quoted Job 3 | FALSE | 0 | 0 | 0.1
Craigiebuckler |  | Craigiebuckler Project 01 | FALSE | 0.8 | 0.8 |  | 11
Craigiebuckler |  | Craigiebuckler Project 05 | FALSE | 0 | 0.2 |  | 0.4
Craigiebuckler |  | Craigiebuckler Quoted Job 1 | FALSE | 0 | 0 | 35
Dounreay |  | Dounreay Project 01 | FALSE | 0 | 1.5 |  | 33
Dounreay |  | Dounreay Project 02 | FALSE | 5 | 5 |  | 33
Dounreay |  | Dounreay Project 06 | FALSE | 52.7 | 52.7 |  | 33
Dounreay |  | Dounreay Project 07 | FALSE | 5.29 | 5.29 |  | 33
Dounreay |  | Dounreay Project 08 | FALSE | 2.32 | 2.32 |  | 11
Dounreay |  | Dounreay Project 11 | FALSE | 0.09 | 0.09 |  | 0.4
Dounreay |  | Dounreay Project 15 | FALSE | 0 | 0.85 |  | 33
Dounreay |  | Dounreay Project 16 | FALSE | 0 | 49.9 |  | 33
Dounreay |  | Dounreay Project 17 | FALSE | 0 | 32 |  | 33
Dounreay |  | Dounreay Project 18 | FALSE | 0 | 9.9 |  | 33
Dounreay |  | Dounreay Quoted Job 1 | FALSE | 0 | 0 | 48
Dunoon |  | Dunoon Project 01 | FALSE | 29 | 29 |  | 33
Dunoon |  | Dunoon Project 02 | FALSE | 7.8 | 7.8 |  | 33
Dunoon |  | Dunoon Project 03 | FALSE | 0.9 | 0.9 |  | 0.4
Dunoon |  | Dunoon Project 04 | FALSE | 0.1 | 0.1 |  | 0.4
Dunoon |  | Dunoon Project 11 | FALSE | 0.35 | 0.35 |  | 0.4
Dunoon |  | Dunoon Project 13 | FALSE | 0.1 | 0.1 |  | 0.4
Dunoon |  | Dunoon Project 18 | FALSE | 0.06 | 0.06 |  | 0.4
Dunoon |  | Dunoon Project 24 | FALSE | 0.048 | 0.048 |  | 33
Dunoon |  | Dunoon Project 27 | FALSE | 0.199 | 0.199 |  | 11
Dunoon |  | Dunoon Project 28 | FALSE | 0.086 | 0.086 |  | 11
Dunoon |  | Dunoon Project 29 | FALSE | 0.19 | 0.19 |  | 11
Dunoon |  | Dunoon Project 30 | FALSE | 0.1 | 0.1 |  | 11
Dunoon |  | Dunoon Project 31 | FALSE | 0 | 0.095 |  | 11
Dunoon |  | Dunoon Project 32 | FALSE | 0 | 0.075 |  | 11
Dunoon |  | Dunoon Project 33 | FALSE | 0 | 0.45 |  | 11
Dunoon |  | Dunoon Quoted Job 1 | FALSE | 0 | 0 | 44
Dunvegan |  | Dunvegan Project 01 | FALSE | 21 | 21 |  | 33
Dunvegan |  | Dunvegan Project 02 | FALSE | 7 | 7 |  | 33
Dunvegan |  | Dunvegan Project 03 | FALSE | 1.9 | 1.9 |  | 33
Dunvegan |  | Dunvegan Project 04 | FALSE | 0.33 | 0.33 |  | 33
Dunvegan |  | Dunvegan Project 05 | FALSE | 0.33 | 0.33 |  | 33
Dunvegan |  | Dunvegan Project 06 | FALSE | 0 | 6.9 |  | 33
Dunvegan |  | Dunvegan Project 08 | FALSE | 0.09 | 0.09 |  | 0.4
Dunvegan |  | Dunvegan Project 09 | FALSE | 0.09 | 0.09 |  | 0.4
Dunvegan |  | Dunvegan Project 14 | FALSE | 0 | 2.3 |  | 33
Dunvegan |  | Dunvegan Project 15 | FALSE | 0 | 40.8 |  | 33
Dunvegan |  | Dunvegan Project 16 | FALSE | 0 | 45 |  | 33
Dunvegan |  | Dunvegan Project 17 | FALSE | 0 | 6.1 |  | 33
Dyce |  | Dyce Project 01 | FALSE | 9.9 | 9.9 |  | 33
Dyce |  | Dyce Project 02 | FALSE | 7.5 | 7.5 |  | 33
Dyce |  | Dyce Project 03 | FALSE | 0.9 | 0.9 |  | 11
Dyce |  | Dyce Project 08 | FALSE | 0.075 | 0.075 |  | 11
Dyce |  | Dyce Project 13 | FALSE | 0.069 | 0.069 |  | 0.4
Dyce |  | Dyce Project 14 | FALSE | 3.2 | 3.2 |  | 11
Dyce |  | Dyce Project 17 | FALSE | 0 | 30 |  | 33
Dyce |  | Dyce Project 18 | FALSE | 0.499 | 0.499 |  | 11
Dyce |  | Dyce Project 20 | FALSE | 0.2 | 0.2 |  | 11
Dyce |  | Dyce Project 21 | FALSE | 0 | 20.622 |  | 33
EALING |  | EALING_PROJECT_1 | FALSE | 0 | 0 | 0.15
EAST CLAYDON |  | EAST CLAYDON PROJECT_587 | FALSE | 0 | 40 |  | 132
Elgin |  | Elgin Project 01 | FALSE | 0.975 | 0.975 |  | 11
Elgin |  | Elgin Project 04 | FALSE | 0 | 20 |  | 33
Elgin |  | Elgin Project 06 | FALSE | 0.999 | 0.999 |  | 11
Elgin |  | Elgin Project 14 | FALSE | 0.499 | 0.499 |  | 11
Elgin |  | Elgin Project 15 | FALSE | 0 | 8 |  | 0.4
Elgin |  | Elgin Project 18 | FALSE | 0 | 0.2 |  | 0.4
Elgin |  | Elgin Quoted Job 1 | FALSE | 0 | 0 | 0.199
FAWLEY |  | FAWLEY PROJECT_ | FALSE | 0 | 48 |  | 132
FAWLEY |  | FAWLEY PROJECT_150 | FALSE | 76.565 | 76.565 |  | 132
FAWLEY |  | FAWLEY PROJECT_155 | FALSE | 140 | 140 |  | 132
FAWLEY |  | FAWLEY PROJECT_156 | FALSE | 145 | 145 |  | 132
FAWLEY |  | FAWLEY PROJECT_157 | FALSE | 145 | 145 |  | 132
FAWLEY |  | FAWLEY PROJECT_158 | FALSE | 145 | 145 |  | 132
FLEET BRAMLEY |  | FLEET BRAMLEY PROJECT_231 | FALSE | 0 | 99.9 |  | 132
FLEET BRAMLEY |  | FLEET BRAMLEY PROJECT_242 | FALSE | 0 | 99.9 |  | 132
FLEET BRAMLEY |  | FLEET BRAMLEY PROJECT_652 | FALSE | 0 | 49.9 |  | 132
FLEET BRAMLEY |  | FLEET BRAMLEY_PROJECT_1 | FALSE | 0 | 0 | 5
FLEET BRAMLEY |  | FLEET BRAMLEY_PROJECT_2 | FALSE | 0 | 0 | 7
FLEET BRAMLEY |  | FLEET BRAMLEY_PROJECT_3 | FALSE | 0 | 0 | 0.15
FLEET BRAMLEY |  | FLEET BRAMLEY_PROJECT_4 | FALSE | 0 | 0 | 0.06
FLEET BRAMLEY |  | FLEET BRAMLEY_PROJECT_5 | FALSE | 0 | 0 | 49.9
FLEET BRAMLEY |  | FLEET BRAMLEY_PROJECT_6 | FALSE | 0 | 0 | 0.28
FLEET BRAMLEY |  | FLEET BRAMLEY_PROJECT_7 | FALSE | 0 | 0 | 0.17
FLEET BRAMLEY |  | FLEET BRAMLEY_PROJECT_8 | FALSE | 0 | 0 | 0.75
FLEET BRAMLEY |  | FLEET BRAMLEY_PROJECT_9 | FALSE | 0 | 0 | 10
Fasnakyle |  | Fasnakyle Project 01 | FALSE | 9.95 | 9.95 |  | 33
Fasnakyle |  | Fasnakyle Project 02 | FALSE | 2.5 | 2.5 |  | 33
Fasnakyle |  | Fasnakyle Project 03 | FALSE | 0.1 | 0.1 |  | 33
Fasnakyle |  | Fasnakyle Project 04 | FALSE | 3.7 | 3.7 |  | 0.4
Fasnakyle |  | Fasnakyle Project 05 | FALSE | 1.55 | 1.55 |  | 33
Fasnakyle |  | Fasnakyle Project 07 | FALSE | 0.5 | 0.5 |  | 33
Fasnakyle |  | Fasnakyle Project 08 | FALSE | 0.5 | 0.5 |  | 0.4
Fasnakyle |  | Fasnakyle Project 09 | FALSE | 0.485 | 0.485 |  | 0.4
Fasnakyle |  | Fasnakyle Project 10 | FALSE | 0.1 | 0.1 |  | 0.4
Fasnakyle |  | Fasnakyle Project 11 | FALSE | 0.015 | 0.015 |  | 0.4
Fasnakyle |  | Fasnakyle Project 14 | FALSE | 0 | 0.05 |  | 0.4
Fasnakyle |  | Fasnakyle Project 15 | FALSE | 1.425 | 1.425 |  | 33
Fasnakyle |  | Fasnakyle Project 16 | FALSE | 7.5 | 7.5 |  | 33
Fasnakyle |  | Fasnakyle Project 17 | FALSE | 23 | 23 |  | 33
Fasnakyle |  | Fasnakyle Project 18 | FALSE | 23 | 23 |  | 33
Fasnakyle |  | Fasnakyle Project 19 | FALSE | 23 | 23 |  | 33
Fiddes |  | Fiddes Project 01 | FALSE | 25 | 25 |  | 33
Fiddes |  | Fiddes Project 02 | FALSE | 9.9 | 9.9 |  | 33
Fiddes |  | Fiddes Project 03 | FALSE | 6.9 | 6.9 |  | 33
Fiddes |  | Fiddes Project 04 | FALSE | 4.99 | 4.99 |  | 33
Fiddes |  | Fiddes Project 05 | FALSE | 4.6 | 4.6 |  | 33
Fiddes |  | Fiddes Project 06 | FALSE | 3.9 | 3.9 |  | 33
Fiddes |  | Fiddes Project 07 | FALSE | 3 | 3 |  | 33
Fiddes |  | Fiddes Project 08 | FALSE | 0.9 | 0.9 |  | 11
Fiddes |  | Fiddes Project 13 | FALSE | 0.5 | 0.5 |  | 11
Fiddes |  | Fiddes Project 17 | FALSE | 0.14 | 0.14 |  | 0.4
Fiddes |  | Fiddes Project 28 | FALSE | 0.05 | 0.05 |  | 11
Fiddes |  | Fiddes Project 39 | FALSE | 0.45 | 0.45 |  | 11
Fiddes |  | Fiddes Project 46 | FALSE | 0 | 0.05 |  | 11
Fiddes |  | Fiddes Project 49 | FALSE | 0.05 | 0.05 |  | 0.4
Fiddes |  | Fiddes Project 59 | FALSE | 0.045 | 0.045 |  | 0.4
Fiddes |  | Fiddes Project 60 | FALSE | 0.05 | 0.05 |  | 0.4
Fiddes |  | Fiddes Project 61 | FALSE | 0 | 0 |  | 11
Fiddes |  | Fiddes Project 62 | FALSE | 0 | 30 |  | 33
Fort Augustus |  | Fort Augustus Project 01 | FALSE | 0.95 | 0.95 |  | 33
Fort Augustus |  | Fort Augustus Project 02 | FALSE | 0.9 | 0.9 |  | 33
Fort Augustus |  | Fort Augustus Project 04 | FALSE | 0.3 | 0.3 |  | 33
Fort Augustus |  | Fort Augustus Project 05 | FALSE | 0.315 | 0.315 |  | 33
Fort Augustus |  | Fort Augustus Project 06 | FALSE | 0.15 | 0.15 |  | 0.4
Fort Augustus |  | Fort Augustus Project 07 | FALSE | 2.05 | 2.05 |  | 33
Fort Augustus |  | Fort Augustus Project 08 | FALSE | 1.99 | 1.99 |  | 11
Fort Augustus |  | Fort Augustus Project 10 | FALSE | 0.99 | 0.99 |  | 0.4
Fort Augustus |  | Fort Augustus Project 12 | FALSE | 0.85 | 0.85 |  | 0.4
Fort Augustus |  | Fort Augustus Project 14 | FALSE | 0.5 | 0.5 |  | 0.4
Fort Augustus |  | Fort Augustus Project 15 | FALSE | 0.36 | 0.36 |  | 0.4
Fort Augustus |  | Fort Augustus Project 16 | FALSE | 0.499 | 0.499 |  | 0.4
Fort Augustus |  | Fort Augustus Project 19 | FALSE | 0.35 | 0.35 |  | 0.4
Fort Augustus |  | Fort Augustus Project 20 | FALSE | 0.999 | 0.999 |  | 0.4
Fort Augustus |  | Fort Augustus Project 21 | FALSE | 0.1 | 0.1 |  | 33
Fort Augustus |  | Fort Augustus Project 22 | FALSE | 3 | 3 |  | 0.4
Fort Augustus |  | Fort Augustus Project 23 | FALSE | 0.55 | 0.55 |  | 33
Fort Augustus |  | Fort Augustus Project 24 | FALSE | 0 | 49.9 |  | 33
Fort Augustus |  | Fort Augustus Project 25 | FALSE | 0 | 0.5 |  | 33
Fort Augustus |  | Fort Augustus Project 26 | FALSE | 0 | 0.05 |  | 33
Fort Augustus |  | Fort Augustus Project 27 | FALSE | 2 | 2 |  | 33
Fort William |  | Fort William Project 01 | FALSE | 4.2 | 4.2 |  | 33
Fort William |  | Fort William Project 02 | FALSE | 3.5 | 3.5 |  | 11
Fort William |  | Fort William Project 03 | FALSE | 2.34 | 2.34 |  | 33
Fort William |  | Fort William Project 04 | FALSE | 1.8 | 1.8 |  | 11
Fort William |  | Fort William Project 06 | FALSE | 1.35 | 1.35 |  | 33
Fort William |  | Fort William Project 07 | FALSE | 0.95 | 0.95 |  | 0.4
Fort William |  | Fort William Project 09 | FALSE | 0.9 | 0.9 |  | 0.4
Fort William |  | Fort William Project 10 | FALSE | 0.83 | 0.83 |  | 33
Fort William |  | Fort William Project 11 | FALSE | 0.8 | 0.8 |  | 0.4
Fort William |  | Fort William Project 12 | FALSE | 0.8 | 0.8 |  | 11
Fort William |  | Fort William Project 15 | FALSE | 0.5 | 0.5 |  | 11
Fort William |  | Fort William Project 17 | FALSE | 0.45 | 0.45 |  | 0.4
Fort William |  | Fort William Project 18 | FALSE | 0.4 | 0.4 |  | 11
Fort William |  | Fort William Project 23 | FALSE | 0.1 | 0.1 |  | 0.4
Fort William |  | Fort William Project 27 | FALSE | 5.7 | 5.7 |  | 33
Fort William |  | Fort William Project 29 | FALSE | 2 | 2 |  | 33
Fort William |  | Fort William Project 30 | FALSE | 1.1 | 1.1 |  | 11
Fort William |  | Fort William Project 32 | FALSE | 0.95 | 0.95 |  | 0.4
Fort William |  | Fort William Project 33 | FALSE | 0.75 | 0.75 |  | 0.4
Fort William |  | Fort William Project 34 | FALSE | 0.6 | 0.6 |  | 0.4
Fort William |  | Fort William Project 36 | FALSE | 0.5 | 0.5 |  | 0.4
Fort William |  | Fort William Project 37 | FALSE | 0.5 | 0.5 |  | 0.4
Fort William |  | Fort William Project 41 | FALSE | 0.4 | 0.4 |  | 0.4
Fort William |  | Fort William Project 42 | FALSE | 0.4 | 0.4 |  | 0.4
Fort William |  | Fort William Project 45 | FALSE | 0.3 | 0.3 |  | 0.4
Fort William |  | Fort William Project 47 | FALSE | 0.3 | 0.3 |  | 0.4
Fort William |  | Fort William Project 49 | FALSE | 0.25 | 0.25 |  | 11
Fort William |  | Fort William Project 51 | FALSE | 0.1 | 0.1 |  | 0.4
Fort William |  | Fort William Project 55 | FALSE | 0.075 | 0.075 |  | 0.4
Fort William |  | Fort William Project 56 | FALSE | 0.049 | 0.049 |  | 0.4
Fort William |  | Fort William Project 60 | FALSE | 1 | 1 |  | 33
Fort William |  | Fort William Project 61 | FALSE | 1.75 | 1.75 |  | 11
Fort William |  | Fort William Project 63 | FALSE | 0.9 | 0.9 |  | 0.4
Fort William |  | Fort William Project 64 | FALSE | 0.8 | 0.8 |  | 0.4
Fort William |  | Fort William Project 66 | FALSE | 0.5 | 0.5 |  | 0.4
Fort William |  | Fort William Project 69 | FALSE | 0.25 | 0.25 |  | 33
Fort William |  | Fort William Project 73 | FALSE | 3 | 3 |  | 33
Fort William |  | Fort William Project 74 | FALSE | 0.1 | 0.1 |  | 33
Fort William |  | Fort William Project 75 | FALSE | 0.1 | 0.1 |  | 0.4
Fort William |  | Fort William Project 76 | FALSE | 0.95 | 0.95 |  | 0.4
Fort William |  | Fort William Project 77 | FALSE | 0.1 | 0.1 |  | 0.4
Fort William |  | Fort William Project 78 | FALSE | 18.1 | 18.1 |  | 33
Fort William |  | Fort William Project 80 | FALSE | 0.1 | 0.1 |  | 0.4
Fort William |  | Fort William Project 83 | FALSE | 0.1 | 0.1 |  | 0.4
Fort William |  | Fort William Project 87 | FALSE | 0.5 | 0.5 |  | 0.4
Fort William |  | Fort William Project 88 | FALSE | 0.085 | 0.085 |  | 0.4
Fort William |  | Fort William Project 89 | FALSE | 0 | 52 |  | 33
Fort William |  | Fort William Project 90 | FALSE | 0.1 | 0.1 |  | 11
Fort William |  | Fort William Quoted Job 1 | FALSE | 0 | 0 | 99.8
Fraserburgh |  | Fraserburgh Quoted Job 1 | FALSE | 0 | 0 | 0.15
Grudie Bridge |  | Grudie Bridge Project 01 | FALSE | 3 | 3 |  | 33
Grudie Bridge |  | Grudie Bridge Project 02 | FALSE | 2.5 | 2.5 |  | 33
Grudie Bridge |  | Grudie Bridge Project 03 | FALSE | 2 | 2 |  | 33
Grudie Bridge |  | Grudie Bridge Project 04 | FALSE | 1.2 | 1.2 |  | 11
Grudie Bridge |  | Grudie Bridge Project 05 | FALSE | 1 | 1 |  | 33
Grudie Bridge |  | Grudie Bridge Project 06 | FALSE | 0.815 | 0.815 |  | 0.4
Grudie Bridge |  | Grudie Bridge Project 07 | FALSE | 0.15 | 0.15 |  | 0.4
Grudie Bridge |  | Grudie Bridge Project 12 | FALSE | 1 | 1 |  | 33
Grudie Bridge |  | Grudie Bridge Project 13 | FALSE | 2 | 2 |  | 33
Grudie Bridge |  | Grudie Bridge Project 14 | FALSE | 1.5 | 1.5 |  | 33
Grudie Bridge |  | Grudie Bridge Project 16 | FALSE | 1.5 | 1.5 |  | 11
Grudie Bridge |  | Grudie Bridge Project 20 | FALSE | 1.2 | 1.2 |  | 0.4
Grudie Bridge |  | Grudie Bridge Project 21 | FALSE | 1.195 | 1.195 |  | 0.4
Grudie Bridge |  | Grudie Bridge Project 23 | FALSE | 0.999 | 0.999 |  | 0.4
Grudie Bridge |  | Grudie Bridge Project 26 | FALSE | 0.5 | 0.5 |  | 0.4
Grudie Bridge |  | Grudie Bridge Project 28 | FALSE | 0.5 | 0.5 |  | 0.4
Grudie Bridge |  | Grudie Bridge Project 29 | FALSE | 0.42 | 0.42 |  | 11
Grudie Bridge |  | Grudie Bridge Project 30 | FALSE | 0.4 | 0.4 |  | 0.4
Grudie Bridge |  | Grudie Bridge Project 31 | FALSE | 0.5 | 0.5 |  | 0.4
Grudie Bridge |  | Grudie Bridge Project 33 | FALSE | 0.25 | 0.25 |  | 0.4
Grudie Bridge |  | Grudie Bridge Project 37 | FALSE | 0.1 | 0.1 |  | 0.4
Grudie Bridge |  | Grudie Bridge Project 41 | FALSE | 0.099 | 0.099 |  | 0.4
Grudie Bridge |  | Grudie Bridge Project 45 | FALSE | 0.5 | 0.5 |  | 0.4
Grudie Bridge |  | Grudie Bridge Project 47 | FALSE | 0 | 2 |  | 33
Grudie Bridge |  | Grudie Bridge Project 48 | FALSE | 0.1 | 0.1 |  | 33
Grudie Bridge |  | Grudie Bridge Project 49 | FALSE | 0.1 | 0.1 |  | 0.4
Grudie Bridge |  | Grudie Bridge Project 51 | FALSE | 0.08 | 0.08 |  | 11
Grudie Bridge |  | Grudie Bridge Project 54 | FALSE | 0 | 0 |  | 0.4
Grudie Bridge |  | Grudie Bridge Project 55 | FALSE | 0.5 | 0.5 |  | 0.4
Grudie Bridge |  | Grudie Bridge Project 56 | FALSE | 0.5 | 0.5 |  | 11
Grudie Bridge |  | Grudie Bridge Project 58 | FALSE | 0.05 | 0.05 |  | 0.4
Grudie Bridge |  | Grudie Bridge Project 59 | FALSE | 0 | 0.5 |  | 11
Grudie Bridge |  | Grudie Bridge Project 60 | FALSE | 1.5 | 1.5 |  | 33
Grudie Bridge |  | Grudie Bridge Project 62 | FALSE | 2 | 2 |  | 11
Grudie Bridge |  | Grudie Bridge Project 63 | FALSE | 0 | 0.5 |  | 33
Grudie Bridge |  | Grudie Bridge Project 64 | FALSE | 0 | 0.05 |  | 0.4
Grudie Bridge |  | Grudie Bridge Project 65 | FALSE | 21.66 | 21.66 |  | 33
Inverness |  | Inverness Project 01 | FALSE | 5 | 5 |  | 33
Inverness |  | Inverness Project 04 | FALSE | 0.75 | 0.75 |  | 11
Inverness |  | Inverness Project 13 | FALSE | 0.5 | 0.5 |  | 11
Inverness |  | Inverness Project 15 | FALSE | 0.2 | 0.2 |  | 0.4
Inverness |  | Inverness Project 19 | FALSE | 0 | 0.1 |  | 0.4
Inverness |  | Inverness Project 20 | FALSE | 0.08 | 0.08 |  | 0.4
Inverness |  | Inverness Project 21 | FALSE | 0.2 | 0.2 |  | 0.4
Inverness |  | Inverness Project 22 | FALSE | 0 | 0.165 |  | 0.4
Inverness |  | Inverness Project 23 | FALSE | 0 | 0.2 |  | 0.4
Inverness |  | Inverness Project 24 | FALSE | 0 | 0.148 |  | 0.4
Keith |  | Elgin Project 19 | FALSE | 0 | 0.06 |  | 0.4
Keith |  | Elgin Project 20 | FALSE | 0 | 0.199 |  | 0.4
Keith |  | Elgin Project 21 | FALSE | 0 | 0.05 |  | 0.4
Keith |  | Keith Project 03 | FALSE | 12.25 | 12.25 |  | 33
Keith |  | Keith Project 04 | FALSE | 4.999 | 4.999 |  | 33
Keith |  | Keith Project 05 | FALSE | 4.6 | 4.6 |  | 33
Keith |  | Keith Project 06 | FALSE | 4.6 | 4.6 |  | 33
Keith |  | Keith Project 07 | FALSE | 3 | 3 |  | 33
Keith |  | Keith Project 08 | FALSE | 2.4 | 2.4 |  | 11
Keith |  | Keith Project 11 | FALSE | 0.225 | 0.225 |  | 11
Keith |  | Keith Project 15 | FALSE | 9.99 | 9.99 |  | 33
Keith |  | Keith Project 16 | FALSE | 9.9 | 9.9 |  | 33
Keith |  | Keith Project 17 | FALSE | 6 | 6 |  | 33
Keith |  | Keith Project 18 | FALSE | 5.1 | 5.1 |  | 33
Keith |  | Keith Project 22 | FALSE | 1.6 | 1.6 |  | 33
Keith |  | Keith Project 23 | FALSE | 0.8 | 0.8 |  | 11
Keith |  | Keith Project 26 | FALSE | 0.5 | 0.5 |  | 11
Keith |  | Keith Project 29 | FALSE | 0.5 | 0.5 |  | 11
Keith |  | Keith Project 37 | FALSE | 0.5 | 0.5 |  | 11
Keith |  | Keith Project 44 | FALSE | 0.3 | 0.3 |  | 11
Keith |  | Keith Project 55 | FALSE | 0.05 | 0.05 |  | 0.4
Keith |  | Keith Project 62 | FALSE | 0 | 15 |  | 33
Keith |  | Keith Project 64 | FALSE | 0 | 1.05 |  | 33
Keith |  | Keith Project 65 | FALSE | 0 | 4.3 |  | 33
Keith |  | Keith Project 66 | FALSE | 0 | 9.9 |  | 33
Keith |  | Keith Project 68 | FALSE | 0.001 | 0.001 |  | 33
Keith |  | Keith Project 70 | FALSE | 0 | 36 |  | 33
Keith |  | Keith Project 71 | FALSE | 0 | 4.7 |  | 33
Keith |  | Keith Project 72 | FALSE | 0 | 14 |  | 33
Keith |  | Keith Project 73 | FALSE | 0 | 0.199 |  | 11
Keith |  | Keith Project 74 | FALSE | 0.8 | 0.8 |  | 11
Keith |  | Keith Project 75 | FALSE | 0.05 | 0.05 |  | 0.4
Keith |  | Keith Project 76 | FALSE | 0.05 | 0.05 |  | 0.4
Keith |  | Keith Project 77 | FALSE | 13 | 13 |  | 33
Keith |  | Keith Project 79 | FALSE | 0 | 0.199 |  | 0.4
Keith |  | Keith Project 80 | FALSE | 0.04 | 0.04 |  | 0.4
Keith |  | Keith Project 81 | FALSE | 0 | 49 |  | 33
Keith |  | Keith Project 82 | FALSE | 0 | 49.5 |  | 33
Keith |  | Keith Project 83 | FALSE | 0 | 0.05 |  | 0.4
Keith |  | Keith Quoted Job 1 | FALSE | 0 | 0 | 39
Keith |  | Keith Quoted Job 2 | FALSE | 0 | 0 | 1.065
Keith |  | Keith Quoted Job 3 | FALSE | 0 | 0 | 46.2
Killin |  | Killin Project 01 | FALSE | 11.6 | 11.6 |  | 33
Killin |  | Killin Project 02 | FALSE | 4.2 | 4.2 |  | 33
Killin |  | Killin Project 03 | FALSE | 2.1 | 2.1 |  | 33
Killin |  | Killin Project 04 | FALSE | 1 | 1 |  | 0.4
Killin |  | Killin Project 05 | FALSE | 1 | 1 |  | 0.4
Killin |  | Killin Project 06 | FALSE | 0.95 | 0.95 |  | 0.4
Killin |  | Killin Project 07 | FALSE | 0.9 | 0.9 |  | 0.4
Killin |  | Killin Project 08 | FALSE | 0.81 | 0.81 |  | 0.4
Killin |  | Killin Project 09 | FALSE | 0.7 | 0.7 |  | 11
Killin |  | Killin Project 11 | FALSE | 0.5 | 0.5 |  | 33
Killin |  | Killin Project 12 | FALSE | 0.45 | 0.45 |  | 0.4
Killin |  | Killin Project 13 | FALSE | 0.2 | 0.2 |  | 0.4
Killin |  | Killin Project 14 | FALSE | 0.1 | 0.1 |  | 0.4
Killin |  | Killin Project 17 | FALSE | 5.6 | 5.6 |  | 33
Killin |  | Killin Project 18 | FALSE | 1.5 | 1.5 |  | 11
Killin |  | Killin Project 19 | FALSE | 0.85 | 0.85 |  | 0.4
Killin |  | Killin Project 20 | FALSE | 0.75 | 0.75 |  | 0.4
Killin |  | Killin Project 23 | FALSE | 0.4 | 0.4 |  | 11
Killin |  | Killin Project 25 | FALSE | 0.1 | 0.1 |  | 11
Killin |  | Killin Project 27 | FALSE | 0.1 | 0.1 |  | 0.4
Killin |  | Killin Project 29 | FALSE | 0 | 2.2 |  | 33
Killin |  | Killin Project 30 | FALSE | 2 | 2 |  | 11
Killin |  | Killin Project 31 | FALSE | 1.2 | 1.2 |  | 0.4
Killin |  | Killin Project 32 | FALSE | 0.8 | 0.8 |  | 11
Killin |  | Killin Project 33 | FALSE | 0.6 | 0.6 |  | 11
Killin |  | Killin Project 37 | FALSE | 0.1 | 0.1 |  | 0.4
Killin |  | Killin Project 38 | FALSE | 0.1 | 0.1 |  | 0.4
Killin |  | Killin Project 40 | FALSE | 0.1 | 0.1 |  | 0.4
Killin |  | Killin Project 41 | FALSE | 0.06 | 0.06 |  | 0.4
Killin |  | Killin Project 42 | FALSE | 0.09 | 0.09 |  | 0.4
Killin |  | Killin Project 43 | FALSE | 0 | 0.09 |  | 0.4
Killin |  | Killin Project 44 | FALSE | 0 | 0.2 |  | 0.4
Killin |  | Killin Project 46 | FALSE | 0 | 0.42 |  | 0.4
Kinlochleven |  | Kinlochleven Project 01 | FALSE | 20 | 20 |  | 33
Kinlochleven |  | Kinlochleven Project 02 | FALSE | 4 | 4 |  | 33
Kinlochleven |  | Kinlochleven Project 03 | FALSE | 2 | 2 |  | 33
Kinlochleven |  | Kinlochleven Project 07 | FALSE | 0.999 | 0.999 |  | 33
Kinlochleven |  | Kinlochleven Project 08 | FALSE | 8.5 | 8.5 |  | 33
Kintore |  | Kintore Project 02 | FALSE | 12.5 | 12.5 |  | 33
Kintore |  | Kintore Project 04 | FALSE | 4.6 | 4.6 |  | 33
Kintore |  | Kintore Project 05 | FALSE | 2.4 | 2.4 |  | 33
Kintore |  | Kintore Project 06 | FALSE | 2.3 | 2.3 |  | 33
Kintore |  | Kintore Project 07 | FALSE | 2.3 | 2.3 |  | 33
Kintore |  | Kintore Project 08 | FALSE | 1.7 | 1.7 |  | 11
Kintore |  | Kintore Project 22 | FALSE | 0.45 | 0.45 |  | 11
Kintore |  | Kintore Project 37 | FALSE | 2.4 | 2.4 |  | 33
Kintore |  | Kintore Project 39 | FALSE | 0.8 | 0.8 |  | 11
Kintore |  | Kintore Project 52 | FALSE | 0.33 | 0.33 |  | 0.4
Kintore |  | Kintore Project 53 | FALSE | 0.225 | 0.225 |  | 11
Kintore |  | Kintore Project 61 | FALSE | 0.05 | 0.05 |  | 0.4
Kintore |  | Kintore Project 66 | FALSE | 0.05 | 0.05 |  | 0.4
Kintore |  | Kintore Project 68 | FALSE | 0 | 1.5 |  | 11
Kintore |  | Kintore Project 69 | FALSE | 0.15 | 0.15 |  | 11
Kintore |  | Kintore Project 70 | FALSE | 0 | 49.9 |  | 33
Kintore |  | Kintore Project 73 | FALSE | 0.14 | 0.14 |  | 0.4
Kintore |  | Kintore Project 74 | FALSE | 0.02 | 0.02 |  | 0.4
Kintore |  | Kintore Project 75 | FALSE | 13 | 13 |  | 33
Kintore |  | Kintore Project 76 | FALSE | 0.08 | 0.08 |  | 11
Kintore |  | Kintore Project 77 | FALSE | 0 | 40 |  | 33
Kintore |  | Kintore Project 78 | FALSE | 0 | 49.9 |  | 33
Kintore |  | Kintore Quoted Job 1 | FALSE | 0 | 0 | 0.11
Kintore |  | Kintore Quoted Job 2 | FALSE | 0 | 0 | 49.9
Kintore |  | Kintore Quoted Job 3 | FALSE | 0 | 0 | 49.9
LOVEDEAN |  | LOVEDEAN_PROJECT_1 | FALSE | 0 | 0 | 0.27
LOVEDEAN |  | LOVEDEAN_PROJECT_2 | FALSE | 0 | 0 | 0.11
LOVEDEAN |  | LOVEDEAN_PROJECT_3 | FALSE | 0 | 0 | 0.16
LOVEDEAN |  | LOVEDEAN_PROJECT_4 | FALSE | 0 | 0 | 0.15
LOVEDEAN |  | LOVEDEAN_PROJECT_5 | FALSE | 0 | 0 | 5.34
LOVEDEAN |  | LOVEDEAN_PROJECT_6 | FALSE | 0 | 0 | 6
LOVEDEAN |  | LOVEDEAN_PROJECT_7 | FALSE | 0 | 0 | 1.5
Lairg |  | Lairg Project 01 | FALSE | 38 | 38 |  | 33
Lairg |  | Lairg Project 02 | FALSE | 4.99 | 4.99 |  | 33
Lairg |  | Lairg Project 03 | FALSE | 3.7 | 3.7 |  | 33
Lairg |  | Lairg Project 04 | FALSE | 0.1 | 0.1 |  | 0.4
Lairg |  | Lairg Project 07 | FALSE | 2.5 | 2.5 |  | 33
Lairg |  | Lairg Project 08 | FALSE | 0.045 | 0.045 |  | 0.4
Lunanhead |  | Lunanhead Project 01 | FALSE | 2 | 2 |  | 11
Lunanhead |  | Lunanhead Project 22 | FALSE | 0.07 | 0.07 |  | 0.4
Lunanhead |  | Lunanhead Project 46 | FALSE | 0 | 5 |  | 33
Lunanhead |  | Lunanhead Project 47 | FALSE | 0 | 5 |  | 33
Lunanhead |  | Lunanhead Project 50 | FALSE | 0.05 | 0.05 |  | 0.4
Lunanhead |  | Lunanhead Project 60 | FALSE | 0.15 | 0.15 |  | 33
Lunanhead |  | Lunanhead Project 61 | FALSE | 0 | 49.99 |  | 33
Lunanhead |  | Lunanhead Project 62 | FALSE | 0 | 30 |  | 33
Lunanhead |  | Lunanhead Project 63 | FALSE | 0 | 5 |  | 33
Lunanhead |  | Lunanhead Project 64 | FALSE | 0 | 22 |  | 33
Lunanhead |  | Lunanhead Project 65 | FALSE | 0 | 0.18 |  | 33
Lunanhead |  | Lunanhead Project 66 | FALSE | 0 | 29.8 |  | 33
Lunanhead |  | Lunanhead Project 67 | FALSE | 0 | 34.375 |  | 33
Lunanhead |  | Lunanhead Quoted Job 1 | FALSE | 0 | 0 | 30
Lyndhurst |  | Lyndhurst Project 01 | FALSE | 0.2 | 0.2 |  | 0.4
Lyndhurst |  | Lyndhurst Project 04 | FALSE | 0.086 | 0.086 |  | 0.4
Lyndhurst |  | Lyndhurst Project 05 | FALSE | 0 | 49.9 |  | 33
MANNINGTON GSP |  | MANNINGTON GSP PROJECT_322 | FALSE | 9.5 | 9.5 |  | 132
MANNINGTON GSP |  | MANNINGTON GSP PROJECT_389 | FALSE | 0 | 49.5 |  | 132
MANNINGTON GSP |  | MANNINGTON GSP PROJECT_391 | FALSE | 0 | 40 |  | 132
MANNINGTON GSP |  | MANNINGTON GSP PROJECT_574 | FALSE | 0 | 49.99 |  | 132
MANNINGTON GSP |  | MANNINGTON GSP PROJECT_575 | FALSE | 0 | 29.4 |  | 132
MANNINGTON GSP |  | MANNINGTON_PROJECT_1 | FALSE | 0 | 0 | 0.06
MANNINGTON GSP |  | MANNINGTON_PROJECT_2 | FALSE | 0 | 0 | 49.88
MANNINGTON GSP |  | MANNINGTON_PROJECT_3 | FALSE | 0 | 0 | 28
MANNINGTON GSP |  | MANNINGTON_PROJECT_4 | FALSE | 0 | 0 | 0.24
MANNINGTON GSP |  | MANNINGTON_PROJECT_5 | FALSE | 0 | 0 | 0.6
MANNINGTON GSP |  | MANNINGTON_PROJECT_6 | FALSE | 0 | 0 | 0.05
MANNINGTON GSP |  | MANNINGTON_PROJECT_7 | FALSE | 0 | 0 | 0.05
MANNINGTON GSP |  | MANNINGTON_PROJECT_8 | FALSE | 0 | 0 | 18.81
MANNINGTON GSP |  | MANNINGTON_PROJECT_9 | FALSE | 0 | 0 | 5.07
MANNINGTON GSP |  | MANNINGTON_PROJECT_10 | FALSE | 0 | 0 | 12
MANNINGTON GSP |  | MANNINGTON_PROJECT_11 | FALSE | 0 | 0 | 0.18
MANNINGTON GSP |  | MANNINGTON_PROJECT_12 | FALSE | 0 | 0 | 49.5
MANNINGTON GSP |  | MANNINGTON_PROJECT_13 | FALSE | 0 | 0 | 0.08
MANNINGTON GSP |  | MANNINGTON_PROJECT_14 | FALSE | 0 | 0 | 0.12
MANNINGTON GSP |  | MANNINGTON_PROJECT_15 | FALSE | 0 | 0 | 0.52
MELKSHAM |  | MELKSHAM PROJECT_439 | FALSE | 41.2 | 41.2 |  | 132
MELKSHAM |  | MELKSHAM PROJECT_453 | FALSE | 0 | 105.2 |  | 132
MELKSHAM |  | MELKSHAM PROJECT_463 | FALSE | 0 | 49.9 |  | 132
MELKSHAM |  | MELKSHAM_PROJECT_1 | FALSE | 0 | 0 | 30
MELKSHAM |  | MELKSHAM_PROJECT_2 | FALSE | 0 | 0 | 15
MELKSHAM |  | MELKSHAM_PROJECT_3 | FALSE | 0 | 0 | 20
MELKSHAM |  | MELKSHAM_PROJECT_4 | FALSE | 0 | 0 | 35.2
MELKSHAM |  | MELKSHAM_PROJECT_5 | FALSE | 0 | 0 | 0.2
MELKSHAM |  | MELKSHAM_PROJECT_6 | FALSE | 0 | 0 | 20
MELKSHAM |  | MELKSHAM_PROJECT_7 | FALSE | 0 | 0 | 0.13
MELKSHAM |  | MELKSHAM_PROJECT_8 | FALSE | 0 | 0 | 0.18
MELKSHAM |  | MELKSHAM_PROJECT_9 | FALSE | 0 | 0 | 0.8
MINETY |  | MINETY PROJECT_496 | FALSE | 49.9 | 49.9 |  | 132
MINETY |  | MINETY PROJECT_499 | FALSE | 0 | 105.2 |  | 132
MINETY |  | MINETY PROJECT_506 | FALSE | 0 | 157.58 |  | 132
MINETY |  | MINETY PROJECT_510 | FALSE | 0 | 49.9 |  | 132
MINETY |  | MINETY PROJECT_518 | FALSE | 0 | 50 |  | 132
MINETY |  | MINETY_PROJECT_1 | FALSE | 0 | 0 | 49.9
MINETY |  | MINETY_PROJECT_2 | FALSE | 0 | 0 | 48.3
MINETY |  | MINETY_PROJECT_3 | FALSE | 0 | 0 | 49.35
MINETY |  | MINETY_PROJECT_4 | FALSE | 0 | 0 | 0.08
MINETY |  | MINETY_PROJECT_5 | FALSE | 0 | 0 | 0.59
MacDuff |  | Macduff Project 01 | FALSE | 14.3 | 14.3 |  | 33
MacDuff |  | Macduff Project 38 | FALSE | 0.5 | 0.5 |  | 11
MacDuff |  | Macduff Project 41 | FALSE | 0.45 | 0.45 |  | 11
MacDuff |  | Macduff Project 50 | FALSE | 0.2 | 0.2 |  | 0.4
MacDuff |  | Macduff Project 56 | FALSE | 0.199 | 0.199 |  | 11
MacDuff |  | Macduff Project 60 | FALSE | 0 | 20 |  | 33
MacDuff |  | Macduff Project 61 | FALSE | 0.8 | 0.8 |  | 33
MacDuff |  | Macduff Quoted Job 1 | FALSE | 0 | 0 | 35
MacDuff |  | Macduff Quoted Job 2 | FALSE | 0 | 0 | 4.6
Milton of Craigie |  | Milton of Craigie Project 01 | FALSE | 8.7 | 8.7 |  | 11
Milton of Craigie |  | Milton of Craigie Project 13 | FALSE | 0.15 | 0.15 |  | 11
Milton of Craigie |  | Milton of Craigie Project 17 | FALSE | 0 | 22.5 |  | 33
Milton of Craigie |  | Milton of Craigie Project 19 | FALSE | 0.057 | 0.057 |  | 0.4
Milton of Craigie |  | Milton of Craigie Project 21 | FALSE | 0.152 | 0.152 |  | 0.4
Milton of Craigie |  | Milton of Craigie Project 22 | FALSE | 9.999 | 9.999 |  | 33
Milton of Craigie |  | Milton of Craigie Quoted Job 1 | FALSE | 0 | 0 | 25
Mybster |  | Mybster Project 01 | FALSE | 50 | 50 |  | 33
Mybster |  | Mybster Project 02 | FALSE | 48 | 48 |  | 33
Mybster |  | Mybster Project 03 | FALSE | 9.9 | 9.9 |  | 33
Mybster |  | Mybster Project 04 | FALSE | 6.9 | 6.9 |  | 33
Mybster |  | Mybster Project 06 | FALSE | 4.99 | 4.99 |  | 33
Mybster |  | Mybster Project 07 | FALSE | 4.2 | 4.2 |  | 33
Mybster |  | Mybster Project 09 | FALSE | 2.5 | 2.5 |  | 11
Mybster |  | Mybster Project 12 | FALSE | 0.1 | 0.1 |  | 0.4
Mybster |  | Mybster Project 16 | FALSE | 22.5 | 22.5 |  | 33
Mybster |  | Mybster Project 17 | FALSE | 20 | 20 |  | 33
Mybster |  | Mybster Project 27 | FALSE | 0.55 | 0.55 |  | 11
Mybster |  | Mybster Project 32 | FALSE | 0.18 | 0.18 |  | 0.4
Mybster |  | Mybster Project 41 | FALSE | 0 | 36 |  | 33
Mybster |  | Mybster Project 42 | FALSE | 0.1 | 0.1 |  | 11
Mybster |  | Mybster Project 44 | FALSE | 0 | 38 |  | 33
Mybster |  | Mybster Project 46 | FALSE | 0 | 25.2 |  | 33
Mybster |  | Mybster Project 47 | FALSE | 0 | 9.99 |  | 33
Mybster |  | Mybster Project 48 | FALSE | 0 | 55 |  | 33
Mybster |  | Mybster Project 49 | FALSE | 0 | 40 |  | 11
Mybster |  | Mybster Quoted Job 1 | FALSE | 0 | 0 | 0.06
NORTH HYDE |  | NORTH HYDE_PROJECT_1 | FALSE | 0 | 0 | 0.15
NURSLING |  | MARCHWOOD PROJECT_527 | FALSE | 17.5 | 17.5 |  | 11
NURSLING |  | MARCHWOOD PROJECT_533 | FALSE | 5 | 5 |  | 11
NURSLING |  | NURSLING PROJECT_534 | FALSE | 50 | 50 |  | 132
NURSLING |  | NURSLING PROJECT_536 | FALSE | 0 | 40 |  | 132
NURSLING |  | NURSLING_PROJECT_1 | FALSE | 0 | 0 | 0.12
NURSLING |  | NURSLING_PROJECT_2 | FALSE | 0 | 0 | 25
NURSLING |  | NURSLING_PROJECT_3 | FALSE | 0 | 0 | 0.16
NURSLING |  | NURSLING_PROJECT_4 | FALSE | 0 | 0 | 9.99
Nairn |  | Nairn Project 01 | FALSE | 0.3 | 0.3 |  | 0.4
Nairn |  | Nairn Project 06 | FALSE | 0.5 | 0.5 |  | 11
Nairn |  | Nairn Project 12 | FALSE | 0 | 49.9 |  | 33
Nairn |  | Nairn Project 13 | FALSE | 0 | 0.035 |  | 0.4
Nairn |  | Nairn Quoted Job 1 | FALSE | 0 | 0 | 49.9
Persley |  | Persley Project 01 | FALSE | 12 | 12 |  | 33
Persley |  | Persley Project 02 | FALSE | 1.065 | 1.065 |  | 33
Persley |  | Persley Project 03 | FALSE | 2.1 | 2.1 |  | 11
Persley |  | Persley Quoted Job 1 | FALSE | 0 | 0 | 0.11
Peterhead Grange |  | Peterhead Grange Project 02 | FALSE | 0 | 30 |  | 33
Peterhead Grange |  | Peterhead Grange Project 03 | FALSE | 0 | 35 |  | 33
Peterhead Grange |  | Peterhead Grange Quoted Job 1 | FALSE | 0 | 0 | 0.77
Peterhead Grange |  | Peterhead Grange Quoted Job 2 | FALSE | 0 | 0 | 35
Port Ann |  | Port Ann Project 01 | FALSE | 9.95 | 9.95 |  | 11
Port Ann |  | Port Ann Project 03 | FALSE | 6 | 6 |  | 0.4
Port Ann |  | Port Ann Project 19 | FALSE | 0.55 | 0.55 |  | 33
Port Ann |  | Port Ann Project 22 | FALSE | 0 | 10 |  | 33
Port Ann |  | Port Ann Project 24 | FALSE | 1.1 | 1.1 |  | 11
Port Ann |  | Port Ann Project 29 | FALSE | 0 | 50.4 |  | 33
Port Ann |  | Port Ann Project 30 | FALSE | 0.05 | 0.05 |  | 11
Port Ann |  | Port Ann Project 31 | FALSE | 0 | 38.4 |  | 33
Port Ann |  | Port Ann Project 32 | FALSE | 2.5 | 2.5 |  | 33
Port Ann |  | Port Ann Project 33 | FALSE | 0.5 | 0.5 |  | 33
Quoich |  | Quoich Project 01 | FALSE | 3.45 | 3.45 |  | 11
Quoich |  | Quoich Project 02 | FALSE | 0.4 | 0.4 |  | 33
Rannoch |  | Rannoch Project 01 | FALSE | 44 | 44 |  | 33
Rannoch |  | Rannoch Project 02 | FALSE | 7.5 | 7.5 |  | 33
Rannoch |  | Rannoch Project 03 | FALSE | 2.2 | 2.2 |  | 11
Rannoch |  | Rannoch Project 06 | FALSE | 0.45 | 0.45 |  | 0.4
Rannoch |  | Rannoch Project 07 | FALSE | 0.45 | 0.45 |  | 0.4
Rannoch |  | Rannoch Project 09 | FALSE | 0.09 | 0.09 |  | 33
Rannoch |  | Rannoch Project 10 | FALSE | 5.5 | 5.5 |  | 0.4
Rannoch |  | Rannoch Project 11 | FALSE | 0.8 | 0.8 |  | 33
Rannoch |  | Redmoss Project 01 | FALSE | 9.999 | 9.999 |  | 33
Redmoss |  | Redmoss Project 02 | FALSE | 49.6 | 49.6 |  | 11
Redmoss |  | Redmoss Project 08 | FALSE | 0 | 20 |  | 33
Redmoss |  | Redmoss Project 09 | FALSE | 0 | 16 |  | 33
Redmoss |  | Redmoss Project 10 | FALSE | 0 | 0.233 |  | 0.4
Redmoss |  | Redmoss Project 11 | FALSE | 0.05 | 0.05 |  | 0.4
Shetland |  | Shetland Project 01 | FALSE | 18 | 18 |  | 33
Shetland |  | Shetland Project 02 | FALSE | 1.98 | 1.98 |  | 33
Shetland |  | Shetland Project 05 | FALSE | 0.045 | 0.045 |  | 33
Shetland |  | Shetland Project 09 | FALSE | 0.2 | 0.2 |  | 0.4
Shetland |  | Shetland Project 10 | FALSE | 28 | 28 |  | 33
Shetland |  | Shetland Project 11 | FALSE | 37 | 37 |  | 33
Shetland |  | Shetland Project 12 | FALSE | 0 | 5.838 |  | 33
Shetland |  | Shetland Project 13 | FALSE | 0 | 0 |  | 33
Shetland |  | Shetland Project 14 | FALSE | 0 | 9.9 |  | 33
Shetland |  | Shetland Quoted Job 1 | FALSE | 0 | 0 | 0.9
Shetland |  | Shetland Quoted Job 2 | FALSE | 0 | 0 | 8
Shin |  | Shin Project 01 | FALSE | 24.7 | 24.7 |  | 33
Shin |  | Shin Project 02 | FALSE | 18.62 | 18.62 |  | 0.4
Shin |  | Shin Project 03 | FALSE | 0.481 | 0.481 |  | 33
Shin |  | Shin Project 04 | FALSE | 0 | 65 |  | 0.4
Shin |  | Shin Project 05 | FALSE | 0.499 | 0.499 |  | 33
Shin |  | Shin Project 06 | FALSE | 0.499 | 0.499 |  | 11
Shin |  | Shin Project 07 | FALSE | 0.087 | 0.087 |  | 0.4
Shin |  | Shin Project 09 | FALSE | 0 | 68 |  | 33
Shin |  | Sloy Project 01 | FALSE | 2 | 2 |  | 11
Sloy |  | Sloy Project 06 | FALSE | 2.8 | 2.8 |  | 11
Sloy |  | Sloy Project 10 | FALSE | 72.5 | 72.5 |  | 11
Sloy |  | Sloy Project 11 | FALSE | 0.097 | 0.097 |  | 11
St Fillans |  | St Fillans Project 01 | FALSE | 4.2 | 4.2 |  | 33
St Fillans |  | St Fillans Project 02 | FALSE | 3.2 | 3.2 |  | 33
St Fillans |  | St Fillans Project 03 | FALSE | 16.83 | 16.83 |  | 33
St Fillans |  | Stornoway Project 01 | FALSE | 13.8 | 13.8 |  | 33
Stornoway |  | Stornoway Project 02 | FALSE | 3.9 | 3.9 |  | 11
Stornoway |  | Stornoway Project 04 | FALSE | 2.7 | 2.7 |  | 11
Stornoway |  | Stornoway Project 11 | FALSE | 0 | 0.5 |  | 11
Stornoway |  | Stornoway Project 14 | FALSE | 0.08 | 0.08 |  | 33
Stornoway |  | Stornoway Project 15 | FALSE | 9 | 9 |  | 33
Stornoway |  | Stornoway Project 16 | FALSE | 0 | 4.2 |  | 33
Stornoway |  | Stornoway Project 18 | FALSE | 0 | 0.05 |  | 11
Stornoway |  | Stornoway Project 19 | FALSE | 0 | 0 |  | 0.4
Stornoway |  | Stornoway Project 21 | FALSE | 0 | 10 |  | 33
Stornoway |  | Stornoway Project 22 | FALSE | 0 | 40 |  | 33
Stornoway |  | Stornoway Project 24 | FALSE | 0 | 5 |  | 33
Stornoway |  | Stornoway Project 25 | FALSE | 0 | 6 |  | 33
Stornoway |  | Stornoway Project 26 | FALSE | 22.3 | 22.3 |  | 33
Stornoway |  | Stornoway Project 27 | FALSE | 0 | 4 |  | 33
Stornoway |  | Stornoway Project 28 | FALSE | 0 | 3 |  | 33
Strathleven |  | Strathleven Project 01 | FALSE | 2 | 2 |  | 11
Strathleven |  | Strathleven Project 02 | FALSE | 1.065 | 1.065 |  | 11
Strathleven |  | Strathleven Project 03 | FALSE | 1 | 1 |  | 11
Strathleven |  | Strathleven Project 07 | FALSE | 0 | 21 |  | 33
Strathleven |  | Strathleven Project 08 | FALSE | 2.5 | 2.5 |  | 11
Strathleven |  | Strathleven Project 10 | FALSE | 0.744 | 0.744 |  | 11
Strathleven |  | Strathleven Project 12 | FALSE | 20 | 20 |  | 11
Strathleven |  | Strathleven Project 13 | FALSE | 0.935 | 0.935 |  | 11
Strichen |  | Strichen Project 01 | FALSE | 3.2 | 3.2 |  | 33
Strichen |  | Strichen Project 02 | FALSE | 2.4 | 2.4 |  | 33
Strichen |  | Strichen Project 03 | FALSE | 2.4 | 2.4 |  | 11
Strichen |  | Strichen Project 05 | FALSE | 2.4 | 2.4 |  | 11
Strichen |  | Strichen Project 07 | FALSE | 2.3 | 2.3 |  | 11
Strichen |  | Strichen Project 14 | FALSE | 0.8 | 0.8 |  | 11
Strichen |  | Strichen Project 26 | FALSE | 0.999 | 0.999 |  | 11
Strichen |  | Strichen Project 29 | FALSE | 0.8 | 0.8 |  | 11
Strichen |  | Strichen Project 34 | FALSE | 0.8 | 0.8 |  | 0.4
Strichen |  | Strichen Project 36 | FALSE | 0.8 | 0.8 |  | 0.4
Strichen |  | Strichen Project 37 | FALSE | 0.8 | 0.8 |  | 0.4
Strichen |  | Strichen Project 39 | FALSE | 0.45 | 0.45 |  | 0.4
Strichen |  | Strichen Project 42 | FALSE | 2.7 | 2.7 |  | 33
Strichen |  | Strichen Project 43 | FALSE | 2.4 | 2.4 |  | 33
Strichen |  | Strichen Project 44 | FALSE | 2.3 | 2.3 |  | 11
Strichen |  | Strichen Project 45 | FALSE | 0.8 | 0.8 |  | 0.4
Strichen |  | Strichen Project 55 | FALSE | 0 | 0.9 |  | 33
Strichen |  | Strichen Project 56 | FALSE | 0.1 | 0.1 |  | 33
Strichen |  | Strichen Project 57 | FALSE | 0.999 | 0.999 |  | 33
Strichen |  | Strichen Project 58 | FALSE | 0 | 2.3 |  | 33
Strichen |  | Strichen Project 59 | FALSE | 0 | 1.5 |  | 33
Strichen |  | Strichen Project 60 | FALSE | 0 | 25 |  | 33
Strichen |  | Strichen Project 61 | FALSE | 0 | 25 |  | 33
Strichen |  | Strichen Project 62 | FALSE | 0 | 10 |  | 33
Strichen |  | Strichen Project 65 | FALSE | 0 | 27 |  | 33
Strichen |  | Strichen Project 66 | FALSE | 0 | 0.05 |  | 33
Strichen |  | Strichen Project 67 | FALSE | 0 | 9.5 |  | 33
Tarland |  | Tarland Project 01 | FALSE | 9.949 | 9.949 |  | 33
Tarland |  | Tarland Project 02 | FALSE | 8.45 | 8.45 |  | 33
Tarland |  | Tarland Project 03 | FALSE | 2.7 | 2.7 |  | 0.4
Tarland |  | Tarland Project 10 | FALSE | 2.55 | 2.55 |  | 11
Tarland |  | Tarland Project 14 | FALSE | 2.4 | 2.4 |  | 0.4
Tarland |  | Tarland Project 22 | FALSE | 2 | 2 |  | 33
Tarland |  | Tarland Project 23 | FALSE | 0 | 20 |  | 33
Tarland |  | Tarland Project 24 | FALSE | 1.7 | 1.7 |  | 11
Tarland |  | Tarland Project 25 | FALSE | 0 | 2.4 |  | 33
Taynuilt |  | Port Ann Project 34 | FALSE | 0 | 0.03 |  | 0.4
Taynuilt |  | Taynuilt Project 01 | FALSE | 25 | 25 |  | 33
Taynuilt |  | Taynuilt Project 02 | FALSE | 8 | 8 |  | 11
Taynuilt |  | Taynuilt Project 03 | FALSE | 2.8 | 2.8 |  | 33
Taynuilt |  | Taynuilt Project 04 | FALSE | 2.5 | 2.5 |  | 11
Taynuilt |  | Taynuilt Project 06 | FALSE | 2 | 2 |  | 11
Taynuilt |  | Taynuilt Project 07 | FALSE | 1.35 | 1.35 |  | 11
Taynuilt |  | Taynuilt Project 08 | FALSE | 0.95 | 0.95 |  | 11
Taynuilt |  | Taynuilt Project 10 | FALSE | 0.9 | 0.9 |  | 0.4
Taynuilt |  | Taynuilt Project 11 | FALSE | 0.8 | 0.8 |  | 11
Taynuilt |  | Taynuilt Project 13 | FALSE | 0.6 | 0.6 |  | 11
Taynuilt |  | Taynuilt Project 15 | FALSE | 0.5 | 0.5 |  | 33
Taynuilt |  | Taynuilt Project 16 | FALSE | 0.475 | 0.475 |  | 11
Taynuilt |  | Taynuilt Project 18 | FALSE | 0.335 | 0.335 |  | 0.4
Taynuilt |  | Taynuilt Project 20 | FALSE | 0.199 | 0.199 |  | 11
Taynuilt |  | Taynuilt Project 22 | FALSE | 0.11 | 0.11 |  | 0.4
Taynuilt |  | Taynuilt Project 27 | FALSE | 0.08 | 0.08 |  | 0.4
Taynuilt |  | Taynuilt Project 28 | FALSE | 0.015 | 0.015 |  | 33
Taynuilt |  | Taynuilt Project 29 | FALSE | 4.5 | 4.5 |  | 33
Taynuilt |  | Taynuilt Project 31 | FALSE | 2 | 2 |  | 0.4
Taynuilt |  | Taynuilt Project 33 | FALSE | 0.75 | 0.75 |  | 11
Taynuilt |  | Taynuilt Project 37 | FALSE | 0.5 | 0.5 |  | 11
Taynuilt |  | Taynuilt Project 42 | FALSE | 0.399 | 0.399 |  | 0.4
Taynuilt |  | Taynuilt Project 45 | FALSE | 0.185 | 0.185 |  | 0.4
Taynuilt |  | Taynuilt Project 46 | FALSE | 0.1 | 0.1 |  | 0.4
Taynuilt |  | Taynuilt Project 47 | FALSE | 0.1 | 0.1 |  | 0.4
Taynuilt |  | Taynuilt Project 48 | FALSE | 0.096 | 0.096 |  | 0.4
Taynuilt |  | Taynuilt Project 52 | FALSE | 0 | 0.075 |  | 0.4
Taynuilt |  | Taynuilt Project 54 | FALSE | 0.9 | 0.9 |  | 11
Taynuilt |  | Taynuilt Project 55 | FALSE | 0.9 | 0.9 |  | 11
Taynuilt |  | Taynuilt Project 58 | FALSE | 0.4 | 0.4 |  | 0.4
Taynuilt |  | Taynuilt Project 59 | FALSE | 0.25 | 0.25 |  | 0.4
Taynuilt |  | Taynuilt Project 60 | FALSE | 0.1 | 0.1 |  | 0.4
Taynuilt |  | Taynuilt Project 62 | FALSE | 0.201 | 0.201 |  | 0.4
Taynuilt |  | Taynuilt Project 63 | FALSE | 0.05 | 0.05 |  | 0.4
Taynuilt |  | Taynuilt Project 66 | FALSE | 0 | 0.18 |  | 11
Taynuilt |  | Taynuilt Project 67 | FALSE | 0 | 0.14 |  | 11
Taynuilt |  | Taynuilt Project 69 | FALSE | 0 | 0.7 |  | 11
Taynuilt |  | Taynuilt Project 72 | FALSE | 0.1 | 0.1 |  | 0.4
Taynuilt |  | Taynuilt Project 73 | FALSE | 0 | 0.075 |  | 11
Taynuilt |  | Taynuilt Project 74 | FALSE | 0.05 | 0.05 |  | 0.4
Taynuilt |  | Taynuilt Project 75 | FALSE | 0 | 0.01 |  | 0.4
Taynuilt |  | Taynuilt Quoted Job 1 | FALSE | 0 | 0 | 0.13
Thurso |  | Thurso Project 03 | FALSE | 0.225 | 0.225 |  | 33
Thurso |  | Thurso Project 05 | FALSE | 14.9 | 14.9 |  | 33
Thurso |  | Thurso Project 06 | FALSE | 9.2 | 9.2 |  | 33
Thurso |  | Thurso Project 14 | FALSE | 0.1 | 0.1 |  | 0.4
Thurso |  | Thurso Project 18 | FALSE | 3.5 | 3.5 |  | 11
Thurso |  | Thurso Project 19 | FALSE | 10 | 10 |  | 33
Thurso |  | Thurso Project 20 | FALSE | 7.5 | 7.5 |  | 11
Thurso |  | Thurso Project 22 | FALSE | 4.99 | 4.99 |  | 33
Thurso |  | Thurso Project 23 | FALSE | 4.5 | 4.5 |  | 11
Thurso |  | Thurso Project 24 | FALSE | 4 | 4 |  | 11
Thurso |  | Thurso Project 26 | FALSE | 2.7 | 2.7 |  | 33
Thurso |  | Thurso Project 27 | FALSE | 2.45 | 2.45 |  | 33
Thurso |  | Thurso Project 28 | FALSE | 2.3 | 2.3 |  | 11
Thurso |  | Thurso Project 40 | FALSE | 0.9 | 0.9 |  | 11
Thurso |  | Thurso Project 45 | FALSE | 0.5 | 0.5 |  | 11
Thurso |  | Thurso Project 53 | FALSE | 0.5 | 0.5 |  | 0.4
Thurso |  | Thurso Project 59 | FALSE | 15.5 | 15.5 |  | 33
Thurso |  | Thurso Project 60 | FALSE | 0 | 0.11 |  | 0.4
Thurso |  | Thurso Project 63 | FALSE | 0 | 1.8 |  | 11
Thurso |  | Thurso Project 64 | FALSE | 0 | 1.8 |  | 11
Thurso |  | Thurso Project 66 | FALSE | 0 | 12.2 |  | 11
Thurso |  | Thurso Quoted Job 1 | FALSE | 0 | 0 | 0.3
Tummel Bridge |  | Tummel Bridge Project 01 | FALSE | 2 | 2 |  | 33
Tummel Bridge |  | Tummel Bridge Project 02 | FALSE | 2 | 2 |  | 11
Tummel Bridge |  | Tummel Bridge Project 05 | FALSE | 0.75 | 0.75 |  | 11
Tummel Bridge |  | Tummel Bridge Project 12 | FALSE | 0.2 | 0.2 |  | 0.4
Tummel Bridge |  | Tummel Bridge Project 19 | FALSE | 0.33 | 0.33 |  | 11
Tummel Bridge |  | Tummel Bridge Project 22 | FALSE | 0.834 | 0.834 |  | 0.4
Tummel Bridge |  | Tummel Bridge Project 28 | FALSE | 0.6 | 0.6 |  | 0.4
Tummel Bridge |  | Tummel Bridge Project 29 | FALSE | 0.02 | 0.02 |  | 11
Tummel Bridge |  | Tummel Bridge Project 30 | FALSE | 34 | 34 |  | 33
Tummel Bridge |  | Tummel Bridge Project 31 | FALSE | 0 | 6.46 |  | 33
Tummel Bridge |  | Tummel Bridge Project 32 | FALSE | 0 | 0.15 |  | 11
WILLESDEN |  | WILLESDEN_PROJECT_1 | FALSE | 0 | 0 | 0.11
Willowdale |  | Willowdale Quoted Job 1 | FALSE | 0 | 0 | 0.1
ALTON & FERNHURST |  | ALTON & FERNHURST PROJECT_184 | FALSE | 15 | 15 |  | 33
ALTON & FERNHURST |  | ALTON & FERNHURST PROJECT_195 | FALSE | 5 | 5 |  | 33
ALTON & FERNHURST |  | ALTON & FERNHURST PROJECT_196 | FALSE | 7.92 | 7.92 |  | 33
ALTON & FERNHURST |  | ALTON & FERNHURST PROJECT_202 | FALSE | 10 | 10 |  | 33
ALTON & FERNHURST |  | ALTON & FERNHURST PROJECT_203 | FALSE | 8.3 | 8.3 |  | 33
ALTON & FERNHURST |  | ALTON & FERNHURST PROJECT_211 | FALSE | 5 | 5 |  | 33
ALTON & FERNHURST |  | ALTON & FERNHURST PROJECT_240 | FALSE | 0 | 20 |  | 33
ALTON & FERNHURST |  | ALTON & FERNHURST PROJECT_602 | FALSE | 0 | 9.975 |  | 33
AMESBURY |  | AMESBURY PROJECT_410 | FALSE | 5.64 | 5.64 |  | 33
AMESBURY |  | AMESBURY PROJECT_412 | FALSE | 4.6 | 4.6 |  | 33
AMESBURY |  | AMESBURY PROJECT_446 | FALSE | 3.5 | 3.5 |  | 33
ANDOVER |  | ANDOVER PROJECT_52 | FALSE | 10 | 10 |  | 33
ANDOVER |  | ANDOVER PROJECT_53 | FALSE | 14.31 | 14.31 |  | 33
ANDOVER |  | ANDOVER PROJECT_59 | FALSE | 39.3 | 39.3 |  | 33
ANDOVER |  | ANDOVER PROJECT_60 | FALSE | 3.5 | 3.5 |  | 33
BASINGSTOKE T1A & T2A |  | BASINGSTOKE T1A & T2A PROJECT_41 | FALSE | 4 | 4 |  | 33
BASINGSTOKE T1A & T2A |  | BASINGSTOKE T1A & T2A PROJECT_42 | FALSE | 3 | 3 |  | 33
BASINGSTOKE T1A & T2A |  | BASINGSTOKE T1A & T2A PROJECT_559 | FALSE | 0 | 14.2 |  | 33
BASINGSTOKE T1B & T2B |  | BASINGSTOKE T1B & T2B PROJECT_44 | FALSE | 16 | 16 |  | 33
BASINGSTOKE T1B & T2B |  | BASINGSTOKE T1B & T2B PROJECT_603 | FALSE | 0 | 25 |  | 33
BASINGSTOKE T3 & T4 |  | BASINGSTOKE T3 & T4 PROJECT_47 | FALSE | 0 | 20 |  | 33
BASINGSTOKE T3 & T4 |  | BASINGSTOKE T3 & T4 PROJECT_654 | FALSE | 0 | 31.58 |  | 33
BICESTER NORTH |  | BICESTER NORTH PROJECT_90 | FALSE | 17.16 | 17.16 |  | 33
BICESTER NORTH |  | BICESTER NORTH PROJECT_568 | FALSE | 0 | 44 |  | 33
BICESTER NORTH |  | BICESTER NORTH PROJECT_638 | FALSE | 0.499 | 0.499 |  | 11
BOSTON MANOR |  | BOSTON MANOR PROJECT_133 | FALSE | 7.5 | 7.5 |  | 11
BOSTON MANOR |  | BOSTON MANOR PROJECT_135 | FALSE | 0 | 1 |  | 11
BOTLEY WOOD |  | BOTLEY WOOD PROJECT_29 | FALSE | 0 | 14 |  | 33
BOTLEY WOOD |  | BOTLEY WOOD PROJECT_30 | FALSE | 20 | 20 |  | 33
BOTLEY WOOD |  | BOTLEY WOOD PROJECT_558 | FALSE | 0 | 49.9 |  | 33
BRACKNELL MAIN |  | BRACKNELL MAIN PROJECT_212 | FALSE | 20 | 20 |  | 33
BRACKNELL MAIN |  | BRACKNELL MAIN PROJECT_217 | FALSE | 20 | 20 |  | 33
BRACKNELL RESERVE |  | BRACKNELL RESERVE PROJECT_189 | FALSE | 47.5 | 47.5 |  | 33
BURGHFIELD MAIN |  | BURGHFIELD MAIN PROJECT_200 | FALSE | 15 | 15 |  | 33
CHALVEY |  | CHALVEY PROJECT_576 | FALSE | 0 | 49.5 |  | 33
CHICHESTER & HUNSTON |  | CHICHESTER & HUNSTON PROJECT_283 | FALSE | 5 | 5 |  | 33
CHICHESTER & HUNSTON |  | CHICHESTER & HUNSTON PROJECT_285 | FALSE | 6 | 6 |  | 33
CHICHESTER & HUNSTON |  | HUNTERS RACE PV PROJECT_287 | FALSE | 9.45 | 9.45 |  | 33
CHICHESTER & HUNSTON |  | CHICHESTER & HUNSTON PROJECT_290 | FALSE | 10 | 10 |  | 33
CHICHESTER & HUNSTON |  | CHICHESTER & HUNSTON PROJECT_292 | FALSE | 8 | 8 |  | 33
CHICHESTER & HUNSTON |  | CHICHESTER & HUNSTON PROJECT_295 | FALSE | 8 | 8 |  | 33
CHICHESTER & HUNSTON |  | CHICHESTER & HUNSTON PROJECT_298 | FALSE | 10 | 10 |  | 33
CHICHESTER & HUNSTON |  | MANOR FARM SHRIPNEY PV GENERATION PROJECT_299 | FALSE | 8 | 8 |  | 33
CHICHESTER & HUNSTON |  | CHICHESTER & HUNSTON PROJECT_301 | FALSE | 7 | 7 |  | 33
CHICHESTER & HUNSTON |  | CHICHESTER & HUNSTON PROJECT_303 | FALSE | 4 | 4 |  | 33
CHICHESTER & HUNSTON |  | CHICHESTER & HUNSTON PROJECT_308 | FALSE | 7 | 7 |  | 33
CHICHESTER & HUNSTON |  | CHICHESTER & HUNSTON PROJECT_581 | FALSE | 0 | 15 |  | 33
CHICHESTER & HUNSTON |  | CHICHESTER & HUNSTON PROJECT_677 | FALSE | 7 | 7 |  | 33
CHICHESTER & HUNSTON |  | HUNSTON PROJECT_688 | FALSE | 0.035 | 0.035 |  | 11
CHICHESTER & HUNSTON |  | HUNSTON PROJECT_694 | FALSE | 4 | 4 |  | 33
CHICHESTER & HUNSTON |  | HUNSTON PROJECT_705 | FALSE | 0.8 | 0.8 |  | 11
CHICHESTER & HUNSTON |  | HUNSTON PROJECT_707 | FALSE | 0.5 | 0.5 |  | 11
CHICKERELL |  | CHICKERELL PROJECT_67 | FALSE | 47.8 | 47.8 |  | 33
CHICKERELL |  | CHICKERELL PROJECT_72 | FALSE | 7.2 | 7.2 |  | 33
CHICKERELL |  | CHICKERELL PROJECT_73 | FALSE | 1.3 | 1.3 |  | 33
CHICKERELL |  | CHICKERELL PROJECT_76 | FALSE | 0 | 10 |  | 33
CHICKERELL |  | CHICKERELL PROJECT_77 | FALSE | 0 | 5 |  | 33
CHICKERELL |  | WINTERBOURNE KINGSTON PROJECT_371 | FALSE | 0.124 | 0.124 |  | 11
CHICKERELL |  | CHICKERELL PROJECT_670 | FALSE | 0 | 15.2 |  | 33
CHICKERELL |  | CHICKERELL PROJECT_695 | FALSE | 2.2 | 2.2 |  | 11
CHIPPENHAM |  | CHIPPENHAM PROJECT_399 | FALSE | 12 | 12 |  | 33
CHIPPENHAM |  | CHIPPENHAM PROJECT_401 | FALSE | 5 | 5 |  | 33
CHIPPENHAM |  | CHIPPENHAM PROJECT_402 | FALSE | 4.5 | 4.5 |  | 33
CHIPPENHAM |  | CHIPPENHAM PROJECT_408 | FALSE | 6.5 | 6.5 |  | 33
CHIPPENHAM |  | CHIPPENHAM PROJECT_409 | FALSE | 12 | 12 |  | 33
CHIPPENHAM |  | CHIPPENHAM PROJECT_414 | FALSE | 6.1 | 6.1 |  | 33
CHIPPENHAM |  | CHIPPENHAM PROJECT_421 | FALSE | 11 | 11 |  | 33
CHIPPENHAM |  | CHIPPENHAM PROJECT_422 | FALSE | 7 | 7 |  | 33
CHIPPENHAM |  | CHIPPENHAM PROJECT_426 | FALSE | 12 | 12 |  | 33
CHIPPENHAM |  | CHIPPENHAM PROJECT_464 | FALSE | 0 | 40 |  | 33
CHIPPENHAM |  | CHIPPENHAM PROJECT_584 | FALSE | 0 | 42 |  | 33
CHIPPENHAM |  | CHIPPENHAM PROJECT_595 | FALSE | 0 | 42.11 |  | 33
CHRISTCHURCH |  | CHRISTCHURCH PROJECT_330 | FALSE | 7.5 | 7.5 |  | 33
CHRISTCHURCH |  | CHRISTCHURCH PROJECT_355 | FALSE | 15 | 15 |  | 33
CHRISTCHURCH |  | CHRISTCHURCH PROJECT_368 | FALSE | 3 | 3 |  | 33
CIRENCESTER |  | CIRENCESTER PROJECT_480 | FALSE | 15 | 15 |  | 33
CIRENCESTER |  | CIRENCESTER PROJECT_481 | FALSE | 7 | 7 |  | 33
CIRENCESTER |  | CIRENCESTER PROJECT_482 | FALSE | 8.7 | 8.7 |  | 33
CIRENCESTER |  | CIRENCESTER PROJECT_515 | FALSE | 0 | 10 |  | 33
CIRENCESTER |  | CIRENCESTER PROJECT_523 | FALSE | 0 | 10 |  | 33
CIRENCESTER |  | CIRENCESTER PROJECT_524 | FALSE | 0 | 75 |  | 33
CIRENCESTER |  | CIRENCESTER PROJECT_588 | FALSE | 0 | 10 |  | 33
CIRENCESTER |  | CIRENCESTER PROJECT_658 | FALSE | 0 | 24.2 |  | 33
COWES & WOOTTON COMMON |  | COWES & WOOTTON COMMON PROJECT_146 | FALSE | 33 | 33 |  | 33
COWES & WOOTTON COMMON |  | COWES & WOOTTON COMMON PROJECT_152 | FALSE | 8.8 | 8.8 |  | 33
COWES & WOOTTON COMMON |  | COWES & WOOTTON COMMON PROJECT_153 | FALSE | 5 | 5 |  | 33
COWES & WOOTTON COMMON |  | COWES & WOOTTON COMMON PROJECT_154 | FALSE | 5 | 5 |  | 33
COWES & WOOTTON COMMON |  | COWES & WOOTTON COMMON PROJECT_159 | FALSE | 5 | 5 |  | 33
COWES & WOOTTON COMMON |  | COWES & WOOTTON COMMON PROJECT_165 | FALSE | 8.1 | 8.1 |  | 33
COWES & WOOTTON COMMON |  | WOOTTON COMMON PROJECT_166 | FALSE | 6.89 | 6.89 |  | 33
COWES & WOOTTON COMMON |  | WOOTTON COMMON PROJECT_167 | FALSE | 5 | 5 |  | 33
COWES & WOOTTON COMMON |  | COWES & WOOTTON COMMON PROJECT_730 | FALSE | 0.003 | 0.003 |  | 11
COWLEY LOCAL MAIN |  | COWLEY LOCAL MAIN PROJECT_129 | FALSE | 0 | 11 |  | 33
COWLEY LOCAL RESERVE |  | COWLEY LOCAL RESERVE PROJECT_98 | FALSE | 12 | 12 |  | 33
COWLEY LOCAL RESERVE |  | COWLEY LOCAL RESERVE PROJECT_586 | FALSE | 0 | 50 |  | 33
COXMOOR WOOD |  | COXMOOR WOOD PROJECT_205 | FALSE | 4.3 | 4.3 |  | 33
COXMOOR WOOD |  | COXMOOR WOOD PROJECT_213 | FALSE | 16 | 16 |  | 33
COXMOOR WOOD |  | COXMOOR WOOD PROJECT_214 | FALSE | 16 | 16 |  | 33
COXMOOR WOOD |  | COXMOOR WOOD PROJECT_223 | FALSE | 0 | 16 |  | 33
COXMOOR WOOD |  | COXMOOR WOOD PROJECT_229 | FALSE | 6.2 | 6.2 |  | 33
DENHAM |  | DENHAM PROJECT_255 | FALSE | 0 | 20 |  | 22
DENHAM |  | DENHAM PROJECT_259 | FALSE | 0 | 20 |  | 22
DRAYTON |  | DRAYTON PROJECT_1 | FALSE | 0 | 20 |  | 33
DRAYTON |  | DRAYTON PROJECT_2 | FALSE | 0 | 18 |  | 33
DRAYTON |  | DRAYTON PROJECT_86 | FALSE | 10 | 10 |  | 33
DRAYTON |  | DRAYTON PROJECT_89 | FALSE | 14.1 | 14.1 |  | 33
DRAYTON |  | DRAYTON PROJECT_95 | FALSE | 35 | 35 |  | 33
DRAYTON |  | DRAYTON PROJECT_96 | FALSE | 12.2 | 12.2 |  | 33
DRAYTON |  | DRAYTON PROJECT_101 | FALSE | 21.25 | 21.25 |  | 33
DRAYTON |  | DRAYTON PROJECT_125 | FALSE | 0 | 13 |  | 33
EAST BEDFONT A |  | ASHFORD COMMON PROJECT_263 | FALSE | 6 | 6 |  | 22
FAREHAM MAIN |  | PLESSEY, TITCHFIELD PROJECT_284 | FALSE | 24 | 24 |  | 33
FAREHAM MAIN |  | FAREHAM PROJECT_286 | FALSE | 17.5 | 17.5 |  | 33
FAREHAM MAIN |  | FAREHAM MAIN PROJECT_306 | FALSE | 20 | 20 |  | 33
FAREHAM MAIN |  | FAREHAM MAIN PROJECT_313 | FALSE | 0 | 40 |  | 33
FAREHAM MAIN |  | FAREHAM MAIN PROJECT_699 | FALSE | 0 | 0 |  | 11
FAREHAM RESERVE |  | FAREHAM RESERVE PROJECT_668 | FALSE | 0 | 30.56 |  | 33
FROME |  | FROME PROJECT_ | FALSE | 0 | 10.53 |  | 33
FROME |  | FROME PROJECT_413 | FALSE | 9.5 | 9.5 |  | 33
FROME |  | FROME PROJECT_420 | FALSE | 8 | 8 |  | 33
FROME |  | FROME PROJECT_423 | FALSE | 6.5 | 6.5 |  | 33
FROME |  | FROME PROJECT_433 | FALSE | 5 | 5 |  | 33
FROME |  | FROME PROJECT_434 | FALSE | 7 | 7 |  | 33
FROME |  | FROME PROJECT_435 | FALSE | 12.16 | 12.16 |  | 33
FROME |  | FROME PROJECT_442 | FALSE | 10 | 10 |  | 33
FROME |  | FROME PROJECT_456 | FALSE | 0 | 0.8 |  | 33
FROME |  | FROME PROJECT_457 | FALSE | 6.35 | 6.35 |  | 33
FROME |  | FROME PROJECT_459 | FALSE | 0 | 26.5 |  | 33
FROME |  | FROME PROJECT_460 | FALSE | 4 | 4 |  | 33
FROME |  | FROME PROJECT_465 | FALSE | 0 | 7 |  | 33
GALILEO |  | GALILEO PROJECT_511 | FALSE | 0 | 10 |  | 11
HAVANT |  | HAVANT PROJECT_300 | FALSE | 20 | 20 |  | 33
HAVANT |  | HAVANT PROJECT_309 | FALSE | 20 | 20 |  | 33
HEADINGTON |  | HEADINGTON PROJECT_94 | FALSE | 10 | 10 |  | 33
HEADINGTON |  | HEADINGTON PROJECT_103 | FALSE | 12 | 12 |  | 33
HEADINGTON |  | HEADINGTON PROJECT_132 | FALSE | 0 | 13 |  | 33
HEADINGTON |  | HEADINGTON PROJECT_141 | FALSE | 10 | 10 |  | 33
HEADINGTON |  | HEADINGTON PROJECT_582 | FALSE | 0 | 18 |  | 33
IRONBRIDGE |  | IRONBRIDGE PROJECT_134 | FALSE | 1.012 | 1.012 |  | 11
LONGFORD |  | LONGFORD PROJECT_245 | FALSE | 45.7 | 45.7 |  | 33
LOUDWATER |  | LOUDWATER PROJECT_2 | FALSE | 0 | 40 |  | 33
LYTCHETT |  | LYTCHETT PROJECT_338 | FALSE | 3.3 | 3.3 |  | 33
LYTCHETT |  | LYTCHETT PROJECT_339 | FALSE | 7.2 | 7.2 |  | 33
LYTCHETT |  | LYTCHETT PROJECT_340 | FALSE | 10 | 10 |  | 33
LYTCHETT |  | LYTCHETT PROJECT_343 | FALSE | 12.8 | 12.8 |  | 33
LYTCHETT |  | LYTCHETT PROJECT_346 | FALSE | 9.36 | 9.36 |  | 33
LYTCHETT |  | LYTCHETT PROJECT_360 | FALSE | 5 | 5 |  | 33
LYTCHETT |  | LYTCHETT PROJECT_395 | FALSE | 0 | 25 |  | 33
LYTCHETT |  | LYTCHETT PROJECT_583 | FALSE | 0 | 12 |  | 33
MAIDENHEAD |  | MAIDENHEAD PROJECT_206 | FALSE | 0 | 0.143 |  | 33
MANNINGTON |  | MANNINGTON PROJECT_319 | FALSE | 3.16 | 3.16 |  | 33
MANNINGTON |  | MANNINGTON PROJECT_341 | FALSE | 4.025 | 4.025 |  | 33
MANNINGTON |  | MANNINGTON PROJECT_342 | FALSE | 11.2 | 11.2 |  | 33
MANNINGTON |  | MANNINGTON PROJECT_347 | FALSE | 11 | 11 |  | 33
MANNINGTON |  | MANNINGTON PROJECT_348 | FALSE | 16 | 16 |  | 33
MANNINGTON |  | MANNINGTON PROJECT_356 | FALSE | 4.032 | 4.032 |  | 33
MANNINGTON |  | MANNINGTON PROJECT_386 | FALSE | 0 | 49.9 |  | 33
MANNINGTON |  | MANNINGTON PROJECT_393 | FALSE | 0 | 8 |  | 33
NETLEY COMMON |  | NETLEY COMMON PROJECT_28 | FALSE | 12 | 12 |  | 33
NETLEY COMMON |  | NETLEY COMMON PROJECT_31 | FALSE | 10 | 10 |  | 33
NORRINGTON |  | NORRINGTON PROJECT_400 | FALSE | 5.45 | 5.45 |  | 33
NORRINGTON |  | NORRINGTON PROJECT_403 | FALSE | 4.5 | 4.5 |  | 33
NORRINGTON |  | NORRINGTON PROJECT_419 | FALSE | 15 | 15 |  | 33
NORRINGTON |  | NORRINGTON PROJECT_424 | FALSE | 4.5 | 4.5 |  | 33
NORRINGTON |  | NORRINGTON PROJECT_425 | FALSE | 14 | 14 |  | 33
NORRINGTON |  | NORRINGTON PROJECT_428 | FALSE | 12.16 | 12.16 |  | 33
NORRINGTON |  | NORRINGTON PROJECT_430 | FALSE | 15 | 15 |  | 33
NORRINGTON |  | NORRINGTON PROJECT_431 | FALSE | 13 | 13 |  | 33
NORRINGTON |  | NORRINGTON PROJECT_432 | FALSE | 15 | 15 |  | 33
NORRINGTON |  | NORRINGTON PROJECT_438 | FALSE | 20 | 20 |  | 33
NORRINGTON |  | NORRINGTON PROJECT_440 | FALSE | 4.4 | 4.4 |  | 33
NORRINGTON |  | NORRINGTON PROJECT_447 | FALSE | 0.5 | 0.5 |  | 33
NORRINGTON |  | NORRINGTON PROJECT_466 | FALSE | 0 | 20 |  | 33
NORRINGTON |  | NORRINGTON PROJECT_469 | FALSE | 16 | 16 |  | 33
NORRINGTON |  | NORRINGTON PROJECT_579 | FALSE | 0 | 20 |  | 33
OXFORD |  | OXFORD PROJECT_634 | FALSE | 0.21 | 0.21 |  | 11
OXFORD |  | OXFORD PROJECT_642 | FALSE | 0.2 | 0.2 |  | 11
OXFORD |  | OXFORD PROJECT_643 | FALSE | 0.02 | 0.02 |  | 11
PORTSMOUTH |  | HILSEA INCINERATOR PROJECT_278 | FALSE | 20 | 20 |  | 33
PORTSMOUTH |  | PORTSMOUTH PROJECT_680 | FALSE | 0.015 | 0.015 |  | 11
READING |  | READING PROJECT_201 | FALSE | 4.08 | 4.08 |  | 33
READING |  | READING PROJECT_230 | FALSE | 0 | 11 |  | 33
REDHILL |  | REDHILL PROJECT_324 | FALSE | 20.31 | 20.31 |  | 33
REDHILL |  | REDHILL PROJECT_352 | FALSE | 24.8 | 24.8 |  | 33
REDHILL |  | REDHILL PROJECT_353 | FALSE | 5.9 | 5.9 |  | 33
REDHILL |  | REDHILL PROJECT_354 | FALSE | 0 | 5 |  | 33
REDHILL |  | REDHILL PROJECT_363 | FALSE | 3.5 | 3.5 |  | 33
REDHILL |  | REDHILL PROJECT_387 | FALSE | 0 | 3.7 |  | 33
ROWNHAMS |  | ROWNHAMS PROJECT_535 | FALSE | 5 | 5 |  | 33
ROWNHAMS |  | ROWNHAMS PROJECT_537 | FALSE | 4.32 | 4.32 |  | 33
ROWNHAMS |  | ROWNHAMS PROJECT_538 | FALSE | 4.99 | 4.99 |  | 33
ROWNHAMS |  | ROWNHAMS PROJECT_540 | FALSE | 0 | 10 |  | 33
ROWNHAMS |  | ROWNHAMS PROJECT_544 | FALSE | 0 | 10 |  | 33
ROWNHAMS |  | ROWNHAMS PROJECT_545 | FALSE | 0 | 20 |  | 33
ROWNHAMS |  | ROWNHAMS PROJECT_550 | FALSE | 0 | 20 |  | 33
ROWNHAMS |  | ROWNHAMS PROJECT_551 | FALSE | 20 | 20 |  | 33
SALISBURY |  | SALISBURY PROJECT_325 | FALSE | 9.25 | 9.25 |  | 33
SALISBURY |  | SALISBURY PROJECT_572 | FALSE | 0 | 12.5 |  | 33
SHAFTESBURY |  | SHAFTESBURY PROJECT_323 | FALSE | 8.6 | 8.6 |  | 33
SHAFTESBURY |  | SHAFTESBURY PROJECT_326 | FALSE | 12 | 12 |  | 33
SHAFTESBURY |  | SHAFTESBURY PROJECT_349 | FALSE | 4.5 | 4.5 |  | 33
SHAFTESBURY |  | SHAFTESBURY PROJECT_357 | FALSE | 4.5 | 4.5 |  | 33
SHAFTESBURY |  | SHAFTESBURY PROJECT_358 | FALSE | 4 | 4 |  | 33
SHAFTESBURY |  | SHAFTESBURY PROJECT_366 | FALSE | 4.5 | 4.5 |  | 33
SHAFTESBURY |  | SHAFTESBURY PROJECT_367 | FALSE | 0 | 4.125 |  | 33
SHAFTESBURY |  | SHAFTESBURY PROJECT_377 | FALSE | 0 | 20 |  | 33
SHAFTESBURY |  | SHAFTESBURY PROJECT_392 | FALSE | 0 | 11 |  | 33
SLOUGH |  | SLOUGH PROJECT_247 | FALSE | 60 | 60 |  | 33
SLOUGH |  | SLOUGH PROJECT_260 | FALSE | 0 | 46 |  | 33
SOUTHAMPTON RESERVE |  | SOUTHAMPTON RESERVE PROJECT_525 | FALSE | 7 | 7 |  | 33
SOUTHAMPTON RESERVE |  | SOUTHAMPTON RESERVE PROJECT_546 | FALSE | 0.81 | 0.81 |  | 33
SOUTHAMPTON RESERVE |  | SOUTHAMPTON RESERVE PROJECT_714 | FALSE | 0 | 1.9 |  | 33
SOUTHAMPTON RESERVE |  | SOUTHAMPTON RESERVE PROJECT_723 | FALSE | 0 | 0 |  | 11
SOUTHAMPTON RESERVE |  | SOUTHAMPTON RESERVE PROJECT_727 | FALSE | 0.037 | 0.037 |  | 11
SOUTHAMPTON RESERVE |  | SOUTHAMPTON RESERVE PROJECT_729 | FALSE | 0 | 0.015 |  | 11
STAINES |  | STAINES PROJECT_269 | FALSE | 0 | 49 |  | 33
STAINES |  | STAINES PROJECT_271 | FALSE | 0 | 49 |  | 33
STAINES |  | STAINES PROJECT_562 | FALSE | 0 | 49.9 |  | 33
STRATTON MAIN |  | HONDA PROJECT_476 | FALSE | 17.9 | 17.9 |  | 11
STRATTON MAIN |  | STRATTON MAIN PROJECT_487 | FALSE | 28.6 | 28.6 |  | 33
STRATTON MAIN |  | STRATTON MAIN PROJECT_488 | FALSE | 22.6 | 22.6 |  | 33
STRATTON MAIN |  | STRATTON MAIN PROJECT_503 | FALSE | 0 | 20 |  | 33
STRATTON RESERVE |  | STRATTON RESERVE PROJECT_471 | FALSE | 6.5 | 6.5 |  | 33
STRATTON RESERVE |  | STRATTON RESERVE PROJECT_477 | FALSE | 5 | 5 |  | 33
STRATTON RESERVE |  | STRATTON RESERVE PROJECT_478 | FALSE | 15 | 15 |  | 33
STRATTON RESERVE |  | STRATTON RESERVE PROJECT_486 | FALSE | 9 | 9 |  | 33
SWINDON |  | SWINDON PROJECT_ | FALSE | 0 | 24.53 |  | 33
SWINDON |  | SWINDON PROJECT_470 | FALSE | 4.64 | 4.64 |  | 33
SWINDON |  | SWINDON PROJECT_479 | FALSE | 15 | 15 |  | 33
SWINDON |  | SWINDON PROJECT_484 | FALSE | 8 | 8 |  | 33
SWINDON |  | SWINDON PROJECT_493 | FALSE | 5 | 5 |  | 33
SWINDON |  | SWINDON PROJECT_494 | FALSE | 5 | 5 |  | 33
SWINDON |  | SWINDON PROJECT_502 | FALSE | 6 | 6 |  | 33
SWINDON |  | SWINDON PROJECT_516 | FALSE | 0 | 1.5 |  | 33
SWINDON |  | SWINDON PROJECT_517 | FALSE | 0 | 12 |  | 33
THATCHAM |  | THATCHAM PROJECT_57 | FALSE | 14 | 14 |  | 33
THATCHAM |  | THATCHAM PROJECT_58 | FALSE | 16 | 16 |  | 33
THATCHAM |  | THATCHAM PROJECT_65 | FALSE | 0 | 20.53 |  | 33
TOOTHILL |  | TOOTHILL PROJECT_489 | FALSE | 48.51 | 48.51 |  | 33
TOOTHILL |  | TOOTHILL PROJECT_490 | FALSE | 8.2 | 8.2 |  | 33
TOOTHILL |  | TOOTHILL PROJECT_495 | FALSE | 6.76 | 6.76 |  | 33
TOOTHILL |  | TOOTHILL PROJECT_508 | FALSE | 0 | 30 |  | 33
VELMORE |  | VELMORE PROJECT_531 | FALSE | 6.3 | 6.3 |  | 33
VELMORE |  | VELMORE PROJECT_539 | FALSE | 0 | 20 |  | 33
WAREHAM |  | WAREHAM PROJECT_321 | FALSE | 3.23 | 3.23 |  | 33
WAREHAM |  | WAREHAM PROJECT_329 | FALSE | 6 | 6 |  | 33
WAREHAM |  | WAREHAM PROJECT_345 | FALSE | 9 | 9 |  | 33
WAREHAM |  | WAREHAM PROJECT_350 | FALSE | 3.96 | 3.96 |  | 33
WAREHAM |  | WAREHAM PROJECT_351 | FALSE | 0 | 20.8 |  | 33
WAREHAM |  | WAREHAM PROJECT_573 | FALSE | 0 | 0 |  | 33
WEST GRAFTON |  | WEST GRAFTON PROJECT_411 | FALSE | 5.64 | 5.64 |  | 33
WINCHESTER |  | WINCHESTER PROJECT_541 | FALSE | 0 | 20 |  | 33
WINCHESTER |  | WINCHESTER PROJECT_577 | FALSE | 0 | 10 |  | 33
WITNEY & YARNTON |  | WITNEY & YARNTON PROJECT_88 | FALSE | 35 | 35 |  | 33
WITNEY & YARNTON |  | WITNEY & YARNTON PROJECT_105 | FALSE | 11.85 | 11.85 |  | 33
WITNEY & YARNTON |  | WITNEY & YARNTON PROJECT_106 | FALSE | 12.5 | 12.5 |  | 33
WITNEY & YARNTON |  | WITNEY & YARNTON PROJECT_107 | FALSE | 10 | 10 |  | 33
WITNEY & YARNTON |  | WITNEY & YARNTON PROJECT_113 | FALSE | 4.95 | 4.95 |  | 33
WITNEY & YARNTON |  | WITNEY & YARNTON PROJECT_127 | FALSE | 0 | 6 |  | 33
WITNEY & YARNTON |  | WITNEY & YARNTON PROJECT_565 | FALSE | 0 | 13.5 |  | 33
WITNEY & YARNTON |  | WITNEY & YARNTON PROJECT_566 | FALSE | 0 | 21.5 |  | 33
WITNEY & YARNTON |  | WITNEY & YARNTON PROJECT_592 | FALSE | 0 | 18 |  | 33
WITNEY & YARNTON |  | WITNEY & YARNTON PROJECT_617 | FALSE | 0.05 | 0.05 |  | 11
WITNEY & YARNTON |  | WITNEY & YARNTON PROJECT_627 | FALSE | 0.05 | 0.05 |  | 11
WITNEY & YARNTON |  | WITNEY & YARNTON PROJECT_629 | FALSE | 0.015 | 0.015 |  | 11
WITNEY & YARNTON |  | WITNEY & YARNTON PROJECT_630 | FALSE | 1 | 1 |  | 11
WYMERING & FORT WIDLEY |  | SOUTHWICK ESTATE PV PROJECT_297 | FALSE | 40 | 40 |  | 33
WYMERING & FORT WIDLEY |  | WYMERING & FORT WIDLEY PROJECT_307 | FALSE | 19.85 | 19.85 |  | 33
WYMERING & FORT WIDLEY |  | WYMERING & FORT WIDLEY PROJECT_310 | FALSE | 0 | 20 |  | 33
YEOVIL |  | YEOVIL PROJECT_6 | FALSE | 10.59 | 10.59 |  | 33
YEOVIL |  | YEOVIL PROJECT_7 | FALSE | 8.8 | 8.8 |  | 33
YEOVIL |  | YEOVIL PROJECT_8 | FALSE | 5.55 | 5.55 |  | 33
YEOVIL |  | YEOVIL PROJECT_9 | FALSE | 7.5 | 7.5 |  | 33
YEOVIL |  | YEOVIL PROJECT_10 | FALSE | 4.13 | 4.13 |  | 33
YEOVIL |  | YEOVIL PROJECT_21 | FALSE | 0 | 9 |  | 33
YEOVIL |  | YEOVIL PROJECT_22 | FALSE | 0 | 15 |  | 33
YEOVIL |  | YEOVIL PROJECT_23 | FALSE | 0 | 7.6 |  | 33
ALDERNEY |  | ALDERNEY PROJECT_315 | FALSE | 7.5 | 7.5 |  | 11
ALDERNEY |  | ALDERNEY PROJECT_316 | FALSE | 1.4 | 1.4 |  | 11
ALDERSHOT |  | ALDERSHOT PROJECT_179 | FALSE | 2.4 | 2.4 |  | 11
ALTON LOCAL |  | ALTON LOCAL PROJECT_197 | FALSE | 0.25 | 0.25 |  | 0.4
ARBORFIELD |  | ARBORFIELD PROJECT_34 | FALSE | 1 | 1 |  | 11
ARBORFIELD |  | ARBORFIELD PROJECT_35 | FALSE | 1.44 | 1.44 |  | 11
ARNCOTT |  | ARNCOTT PROJECT_102 | FALSE | 7.2 | 7.2 |  | 33
ARNCOTT |  | ARNCOTT PROJECT_124 | FALSE | 0 | 5 |  | 11
ASHLING ROAD |  | ASHLING ROAD PROJECT_296 | FALSE | 0 | 0.1 |  | 11
ASHLING ROAD |  | ASHLING ROAD PROJECT_689 | FALSE | 1.8 | 1.8 |  | 11
ASHTON PARK |  | ASHTON PARK PROJECT_443 | FALSE | 4 | 4 |  | 11
ASHTON PARK |  | ASHTON PARK PROJECT_713 | FALSE | 0 | 0.175 |  | 11
AVON RUBBER |  | AVON RUBBER PROJECT_458 | FALSE | 0 | 0.14 |  | 11
Aberfeldy |  | Tummel Bridge Project 04 | FALSE | 0.9 | 0.9 |  | 0.4
Aberfeldy |  | Tummel Bridge Project 21 | FALSE | 0.999 | 0.999 |  | 33
Aberfeldy |  | Tummel Bridge Project 23 | FALSE | 0.3 | 0.3 |  | 0.4
Aberfeldy |  | Tummel Bridge Project 25 | FALSE | 0.25 | 0.25 |  | 0.4
Aberfoyle |  | Strathleven Project 09 | FALSE | 1.5 | 1.5 |  | 33
Aberfoyle |  | Strathleven Project 18 | FALSE | 0.1 | 0.1 |  | 0.4
Aberlour |  | Keith Project 30 | FALSE | 0.5 | 0.5 |  | 11
Abernethy |  | Abernethy Project 08 | FALSE | 0.1 | 0.1 |  | 0.4
Aboyne |  | Tarland Project 17 | FALSE | 0.085 | 0.085 |  | 0.4
Aboyne |  | Tarland Project 18 | FALSE | 0.016 | 0.016 |  | 0.4
Aboyne |  | Tarland Project 19 | FALSE | 0.11 | 0.11 |  | 33
Achiltibuie |  | Grudie Bridge Project 52 | FALSE | 0.1 | 0.1 |  | 0.4
Achiltibuie |  | Grudie Bridge Project 57 | FALSE | 0.1 | 0.1 |  | 0.4
Aird |  | Ardmore Project 06 | FALSE | 0 | 6.9 |  | 33
Alyth |  | Coupar Angus Project 32 | FALSE | 0.05 | 0.05 |  | 0.4
Annat |  | Fort William Project 50 | FALSE | 0.15 | 0.15 |  | 0.4
Ashludie |  | Milton of Craigie Project 03 | FALSE | 1 | 1 |  | 11
Ashludie |  | Milton of Craigie Project 07 | FALSE | 0.26 | 0.26 |  | 11
Aultbea |  | Grudie Bridge Project 39 | FALSE | 0.05 | 0.05 |  | 0.4
Aultbea |  | Grudie Bridge Project 42 | FALSE | 1.3 | 1.3 |  | 11
Aultbea |  | Grudie Bridge Project 53 | FALSE | 0 | 0.999 |  | 33
BASINGSTOKE |  | BASINGSTOKE PROJECT_36 | FALSE | 12 | 12 |  | 11
BASINGSTOKE |  | BASINGSTOKE PROJECT_37 | FALSE | 0.75 | 0.75 |  | 11
BASSETT |  | BASSETT PROJECT_719 | FALSE | 0 | 0.21 |  | 11
BASSETT |  | BASSETT PROJECT_728 | FALSE | 0 | 0.021 |  | 11
BEENHAM |  | BEENHAM PROJECT_54 | FALSE | 1.9 | 1.9 |  | 11
BERINSFIELD |  | BERINSFIELD PROJECT_100 | FALSE | 2 | 2 |  | 11
BERINSFIELD |  | BERINSFIELD PROJECT_109 | FALSE | 4.14 | 4.14 |  | 11
BEVOIS VALLEY |  | BEVOIS VALLEY PROJECT_532 | FALSE | 1 | 1 |  | 6.6
BEVOIS VALLEY |  | BEVOIS VALLEY PROJECT_722 | FALSE | 0.175 | 0.175 |  | 11
BICESTER |  | BICESTER PROJECT_97 | FALSE | 26 | 26 |  | 33
BICESTER |  | BICESTER PROJECT_111 | FALSE | 3.169 | 3.169 |  | 11
BICESTER |  | BICESTER PROJECT_117 | FALSE | 0 | 0.899 |  | 11
BICESTER |  | BICESTER PROJECT_142 | FALSE | 3.169 | 3.169 |  | 11
BICESTER |  | BICESTER PROJECT_625 | FALSE | 0.023 | 0.023 |  | 11
BICESTER |  | BICESTER PROJECT_648 | FALSE | 0 | 0.001 |  | 11
BICESTER |  | BICESTER PROJECT_651 | FALSE | 0 | 0.25 |  | 11
BILSHAM |  | BILSHAM PROJECT_291 | FALSE | 15 | 15 |  | 11
BILSHAM |  | BILSHAM PROJECT_293 | FALSE | 3 | 3 |  | 11
BILSHAM |  | BILSHAM PROJECT_294 | FALSE | 0 | 0.772 |  | 11
BILSHAM |  | BILSHAM PROJECT_302 | FALSE | 1.2 | 1.2 |  | 11
BILSHAM |  | BILSHAM PROJECT_708 | FALSE | 15 | 15 |  | 11
BINSTEAD |  | BINSTEAD PROJECT_175 | FALSE | 0.85 | 0.85 |  | 11
BISHOPS WALTHAM |  | BISHOPS WALTHAM PROJECT_27 | FALSE | 5 | 5 |  | 11
BISHOPS WALTHAM |  | BISHOPS WALTHAM PROJECT_686 | FALSE | 0 | 2.5 |  | 11
BLANDFORD |  | BLANDFORD PROJECT_397 | FALSE | 0 | 0 |  | 11
BLANDFORD |  | BLANDFORD PROJECT_398 | FALSE | 0 | 0 |  | 11
BLEDINGTON |  | BLEDINGTON PROJECT_110 | FALSE | 0.188 | 0.188 |  | 0.4
BOSCOMBE DOWN |  | BOSCOMBE DOWN PROJECT_441 | FALSE | 10 | 10 |  | 11
BOSCOMBE DOWN |  | BOSCOMBE DOWN PROJECT_454 | FALSE | 4 | 4 |  | 11
BOURTON |  | BOURTON PROJECT_335 | FALSE | 1.5 | 1.5 |  | 11
BOVINGTON |  | BOVINGTON PROJECT_396 | FALSE | 5 | 5 |  | 11
BRADFORD-ON-AVON |  | BRADFORD-ON-AVON PROJECT_597 | FALSE | 0 | 0.125 |  | 0.4
BRAYWICK ROAD |  | BRAYWICK ROAD PROJECT_224 | FALSE | 0 | 0.075 |  | 11
BROCKHAMPTON |  | BROCKHAMPTON PROJECT_276 | FALSE | 3.3 | 3.3 |  | 11
BROCKHAMPTON |  | BROCKHAMPTON PROJECT_282 | FALSE | 5 | 5 |  | 11
BROCKHAMPTON |  | BROCKHAMPTON PROJECT_314 | FALSE | 0 | 5.32 |  | 11
BROCKHAMPTON |  | BROCKHAMPTON PROJECT_667 | FALSE | 0 | 0 |  | 11
BROCKHAMPTON |  | BROCKHAMPTON PROJECT_687 | FALSE | 3 | 3 |  | 11
BROMHAM |  | BROMHAM PROJECT_452 | FALSE | 0.4 | 0.4 |  | 11
BRUTON |  | BRUTON PROJECT_449 | FALSE | 0.202 | 0.202 |  | 11
BUTTS ASH |  | BUTTS ASH PROJECT_149 | FALSE | 11.5 | 11.5 |  | 11
Balaldie |  | Alness Project 10 | FALSE | 0.08 | 0.08 |  | 11
Balbeggie |  | Abernethy Project 16 | FALSE | 0.5 | 0.5 |  | 33
Baldovie |  | Milton of Craigie Project 02 | FALSE | 4 | 4 |  | 11
Baldovie |  | Milton of Craigie Project 08 | FALSE | 0.15 | 0.15 |  | 0.4
Baldovie |  | Milton of Craigie Project 10 | FALSE | 0.129 | 0.129 |  | 11
Ballater |  | Tarland Project 04 | FALSE | 0.1 | 0.1 |  | 0.4
Ballater |  | Tarland Project 08 | FALSE | 0.035 | 0.035 |  | 11
Ballater |  | Tarland Project 16 | FALSE | 0.1 | 0.1 |  | 0.4
Balliekine |  | Carradale Project 10 | FALSE | 0.225 | 0.225 |  | 11
Ballure |  | Carradale Project 09 | FALSE | 0.5 | 0.5 |  | 11
Ballure |  | Carradale Project 11 | FALSE | 0.2 | 0.2 |  | 0.4
Ballure |  | Carradale Project 22 | FALSE | 0.1 | 0.1 |  | 0.4
Banchory |  | Kintore Project 28 | FALSE | 0.09 | 0.09 |  | 0.4
Barcaldine |  | Taynuilt Project 12 | FALSE | 0.69 | 0.69 |  | 33
Barcaldine |  | Taynuilt Project 17 | FALSE | 0.45 | 0.45 |  | 11
Barcaldine |  | Taynuilt Project 26 | FALSE | 0.1 | 0.1 |  | 0.4
Barcaldine |  | Taynuilt Project 34 | FALSE | 0.67 | 0.67 |  | 0.4
Barcaldine |  | Taynuilt Project 40 | FALSE | 0.5 | 0.5 |  | 11
Barcaldine |  | Taynuilt Project 65 | FALSE | 0 | 6.8 |  | 11
Barcaldine |  | Taynuilt Project 68 | FALSE | 0 | 0.45 |  | 33
Barcaldine |  | Taynuilt Project 70 | FALSE | 0.034 | 0.034 |  | 11
Battery Point |  | Stornoway Project 03 | FALSE | 3 | 3 |  | 33
Battery Point |  | Stornoway Project 08 | FALSE | 0.225 | 0.225 |  | 0.4
Battery Point |  | Stornoway Project 09 | FALSE | 0.15 | 0.15 |  | 11
Battery Point |  | Stornoway Project 20 | FALSE | 0 | 49.7 |  | 33
Bettyhill |  | Dounreay Project 14 | FALSE | 0 | 9.8 |  | 33
Blairgowrie |  | Coupar Angus Project 07 | FALSE | 0.225 | 0.225 |  | 11
Blairgowrie |  | Coupar Angus Project 12 | FALSE | 0.1 | 0.1 |  | 0.4
Blairlinnans |  | Strathleven Project 05 | FALSE | 0.2 | 0.2 |  | 0.4
Blairlinnans |  | Strathleven Project 19 | FALSE | 0.094 | 0.094 |  | 0.4
Bonskeid |  | Tummel Bridge Project 15 | FALSE | 0.1 | 0.1 |  | 11
Bowmore |  | Port Ann Project 02 | FALSE | 6.2 | 6.2 |  | 33
Bowmore |  | Port Ann Project 12 | FALSE | 0.15 | 0.15 |  | 0.4
Bowmore |  | Port Ann Project 16 | FALSE | 0.02 | 0.02 |  | 33
Brae |  | Shetland Project 08 | FALSE | 0.5 | 0.5 |  | 11
Brechin |  | Bridge of Dun Project 06 | FALSE | 0.225 | 0.225 |  | 11
Brechin |  | Bridge of Dun Project 10 | FALSE | 0.1 | 0.1 |  | 0.4
Brechin |  | Bridge of Dun Project 11 | FALSE | 0.08 | 0.08 |  | 0.4
Brechin |  | Bridge of Dun Project 24 | FALSE | 0.5 | 0.5 |  | 0.4
Brechin |  | Bridge of Dun Project 34 | FALSE | 0.1 | 0.1 |  | 0.4
Bridge of Don |  | Persley Project 05 | FALSE | 1.1 | 1.1 |  | 11
Bridge of Don |  | Persley Project 07 | FALSE | 0.33 | 0.33 |  | 11
Bridge of Don |  | Persley Project 08 | FALSE | 0.33 | 0.33 |  | 11
Bridge of Don |  | Persley Project 13 | FALSE | 0.1 | 0.1 |  | 11
Bridge of Don |  | Persley Project 14 | FALSE | 0.075 | 0.075 |  | 11
Bridge of Don |  | Peterhead Grange Project 01 | FALSE | 0.85 | 0.85 |  | 33
Bridge of Dun |  | Bridge of Dun Project 05 | FALSE | 0.5 | 0.5 |  | 11
Bridge of Dun |  | Bridge of Dun Project 13 | FALSE | 0.07 | 0.07 |  | 0.4
Bridge of Dun |  | Bridge of Dun Project 18 | FALSE | 0.09 | 0.09 |  | 0.4
Bridge of Dun |  | Bridge of Dun Project 40 | FALSE | 0.02 | 0.02 |  | 0.4
Bridge of Gaur |  | Rannoch Project 08 | FALSE | 0.45 | 0.45 |  | 0.4
Broadford |  | Broadford Project 01 | FALSE | 1.2 | 1.2 |  | 11
Broadford |  | Broadford Project 03 | FALSE | 0.45 | 0.45 |  | 11
Brodick |  | Carradale Project 20 | FALSE | 0.114 | 0.114 |  | 0.4
Brora |  | Brora Project 04 | FALSE | 0.099 | 0.099 |  | 0.4
Brora |  | Brora Project 05 | FALSE | 0.095 | 0.095 |  | 0.4
Brora |  | Brora Project 10 | FALSE | 0 | 27.2 |  | 33
Broughty Ferry |  | Milton of Craigie Project 05 | FALSE | 0.05 | 0.05 |  | 0.4
Buckie |  | Keith Project 10 | FALSE | 0.85 | 0.85 |  | 33
Burgar Hill |  | Thurso Project 25 | FALSE | 4 | 4 |  | 33
Burgar Hill |  | Thurso Project 32 | FALSE | 1.5 | 1.5 |  | 11
Burgar Hill |  | Thurso Project 47 | FALSE | 0.3 | 0.3 |  | 11
Burghmuir |  | Burghmuir Project 07 | FALSE | 0.05 | 0.05 |  | 0.4
Burghmuir |  | Burghmuir Project 11 | FALSE | 0.075 | 0.075 |  | 0.4
Burghmuir |  | Burghmuir Project 12 | FALSE | 0 | 49.9 |  | 33
Burghmuir |  | Burghmuir Project 14 | FALSE | 0 | 0.18 |  | 0.4
Burghmuir |  | Burghmuir Project 15 | FALSE | 0 | 1.366 |  | 11
CALNE |  | CALNE PROJECT_405 | FALSE | 2.5 | 2.5 |  | 11
CALNE |  | CALNE PROJECT_406 | FALSE | 2.5 | 2.5 |  | 11
CALNE |  | CALNE PROJECT_461 | FALSE | 0 | 7.5 |  | 11
CAMBERLEY |  | CAMBERLEY PROJECT_235 | FALSE | 0 | 0 |  | 11
CASTLE CARY |  | CASTLE CARY PROJECT_4 | FALSE | 3.8 | 3.8 |  | 11
CASTLE CARY |  | CASTLE CARY PROJECT_12 | FALSE | 1.32 | 1.32 |  | 11
CAUSEWAY |  | CAUSEWAY PROJECT_262 | FALSE | 3.5 | 3.5 |  | 11
CAUSEWAY |  | CAUSEWAY PROJECT_266 | FALSE | 2.6 | 2.6 |  | 11
CENTRAL |  | CENTRAL PROJECT_331 | FALSE | 0 | 5.4 |  | 11
CHALVEY |  | CHALVEY PROJECT_251 | FALSE | 2.5 | 2.5 |  | 11
CHALVEY |  | CHALVEY PROJECT_606 | FALSE | 0 | 6.3 |  | 11
CHARLBURY |  | CHARLBURY PROJECT_108 | FALSE | 0 | 4.3 |  | 11
CHARLBURY |  | CHARLBURY PROJECT_621 | FALSE | 0.078 | 0.078 |  | 11
CHICHESTER |  | CHICHESTER PROJECT_272 | FALSE | 8.6 | 8.6 |  | 11
CHICHESTER |  | CHICHESTER PROJECT_273 | FALSE | 3.75 | 3.75 |  | 11
CHICHESTER |  | CHICHESTER PROJECT_305 | FALSE | 4 | 4 |  | 11
CHICKERELL |  | CHICKERELL PROJECT_661 | FALSE | 0.069 | 0.069 |  | 0.4
CHICKERELL |  | CHICKERELL PROJECT_692 | FALSE | 4.7 | 4.7 |  | 11
CHILTON CANTELO |  | CHILTON CANTELLO PROJECT_5 | FALSE | 5 | 5 |  | 11
CHINEHAM |  | CHINEHAM PROJECT_45 | FALSE | 1.368 | 1.368 |  | 11
CHIPPING NORTON |  | CHIPPING NORTON PROJECT_613 | FALSE | 0.05 | 0.05 |  | 11
CHOLSEY |  | CHOLSEY PROJECT_619 | FALSE | 0.05 | 0.05 |  | 11
CHOLSEY |  | CHOLSEY PROJECT_623 | FALSE | 0.25 | 0.25 |  | 11
CIRENCESTER TOWN |  | CIRENCESTER TOWN PROJECT_505 | FALSE | 0 | 1 |  | 11
CODFORD |  | CODFORD PROJECT_418 | FALSE | 2 | 2 |  | 11
CORFE MULLEN |  | CORFE MULLEN PROJECT_317 | FALSE | 1.15 | 1.15 |  | 11
CORSHAM |  | CORSHAM PROJECT_416 | FALSE | 2 | 2 |  | 11
COTTISFORD |  | COTTISFORD PROJECT_87 | FALSE | 5 | 5 |  | 33
COTTISFORD |  | COTTISFORD PROJECT_139 | FALSE | 5 | 5 |  | 33
COURAGES |  | COURAGES PROJECT_187 | FALSE | 2.2 | 2.2 |  | 11
COURAGES |  | COURAGES PROJECT_193 | FALSE | 0 | 1.5 |  | 11
COURAGES |  | COURAGES PROJECT_218 | FALSE | 0 | 2 |  | 11
COWES POWER STATION |  | COWES PROJECT_164 | FALSE | 3.5 | 3.5 |  | 11
COWLEY LOCAL |  | COWLEY LOCAL PROJECT_118 | FALSE | 0.56 | 0.56 |  | 11
COWLEY LOCAL |  | COWLEY LOCAL PROJECT_620 | FALSE | 0.149 | 0.149 |  | 11
CREEKMOOR |  | CREEKMOOR PROJECT_359 | FALSE | 1.024 | 1.024 |  | 11
CROCKERTON |  | CROCKERTON PROJECT_415 | FALSE | 1 | 1 |  | 11
Callander |  | Braco Project 04 | FALSE | 0.5 | 0.5 |  | 0.4
Callander |  | Braco Project 05 | FALSE | 0.33 | 0.33 |  | 0.4
Callander |  | Braco Project 16 | FALSE | 0.5 | 0.5 |  | 0.4
Callander |  | Braco Project 19 | FALSE | 0.095 | 0.095 |  | 0.4
Callander |  | Braco Project 21 | FALSE | 0.1 | 0.1 |  | 0.4
Callander |  | Braco Project 22 | FALSE | 0 | 0.5 |  | 11
Callanish |  | Stornoway Project 05 | FALSE | 0.9 | 0.9 |  | 11
Calvine |  | Tummel Bridge Project 13 | FALSE | 0.1 | 0.1 |  | 0.4
Campbeltown |  | Carradale Project 08 | FALSE | 0.675 | 0.675 |  | 11
Campbeltown |  | Carradale Project 29 | FALSE | 0.1 | 0.1 |  | 0.4
Campbeltown |  | Carradale Project 31 | FALSE | 0.1 | 0.1 |  | 33
Campbeltown |  | Carradale Project 33 | FALSE | 0 | 0.1 |  | 0.4
Campbeltown |  | Carradale Project 34 | FALSE | 0 | 50 |  | 33
Caputh |  | Coupar Angus Project 05 | FALSE | 0.5 | 0.5 |  | 11
Caputh |  | Coupar Angus Project 13 | FALSE | 0.1 | 0.1 |  | 0.4
Caputh |  | Coupar Angus Project 14 | FALSE | 0.1 | 0.1 |  | 0.4
Caputh |  | Coupar Angus Project 15 | FALSE | 0.1 | 0.1 |  | 0.4
Caputh |  | Coupar Angus Project 30 | FALSE | 0.25 | 0.25 |  | 0.4
Carnoustie |  | Arbroath Project 05 | FALSE | 0.158 | 0.158 |  | 0.4
Carnoustie |  | Arbroath Project 21 | FALSE | 0.05 | 0.05 |  | 0.4
Carnoustie |  | Arbroath Project 24 | FALSE | 0.035 | 0.035 |  | 0.4
Charles Avenue |  | Arbroath Project 03 | FALSE | 0.225 | 0.225 |  | 11
Charles Avenue |  | Arbroath Project 08 | FALSE | 0.1 | 0.1 |  | 0.4
Colintraive |  | Dunoon Project 12 | FALSE | 0.3 | 0.3 |  | 0.4
Coll |  | Stornoway Project 06 | FALSE | 0.9 | 0.9 |  | 11
Connel |  | Taynuilt Project 24 | FALSE | 0.1 | 0.1 |  | 0.4
Conon Bridge |  | Beauly Project 27 | FALSE | 0.0185 | 0.0185 |  | 0.4
Conon Falls |  | Beauly Project 15 | FALSE | 0.1 | 0.1 |  | 33
Conon Falls |  | Beauly Project 17 | FALSE | 0.09 | 0.09 |  | 0.4
Constable Street |  | Dudhope Project 01 | FALSE | 0.15 | 0.15 |  | 0.4
Constable Street |  | Dudhope Project 02 | FALSE | 0.1 | 0.1 |  | 0.4
Constable Street |  | Dudhope Project 03 | FALSE | 0.06 | 0.06 |  | 0.4
Constable Street |  | Dudhope Project 04 | FALSE | 0.097 | 0.097 |  | 0.4
Constable Street |  | Dudhope Project 05 | FALSE | 0 | 0.1 |  | 0.4
Constable Street |  | Dudhope Project 06 | FALSE | 0.05 | 0.05 |  | 0.4
Constable Street |  | Dudhope Project 07 | FALSE | 3 | 3 |  | 0.4
Corran |  | Fort William Project 21 | FALSE | 0.14 | 0.14 |  | 0.4
Coshieville |  | Tummel Bridge Project 07 | FALSE | 0.5 | 0.5 |  | 11
Coshieville |  | Tummel Bridge Project 09 | FALSE | 0.45 | 0.45 |  | 11
Coshieville |  | Tummel Bridge Project 10 | FALSE | 0.35 | 0.35 |  | 0.4
Coshieville |  | Tummel Bridge Project 14 | FALSE | 0.1 | 0.1 |  | 0.4
Coshieville |  | Tummel Bridge Project 17 | FALSE | 0.5 | 0.5 |  | 11
Coshieville |  | Tummel Bridge Project 24 | FALSE | 0.3 | 0.3 |  | 0.4
Coupar Angus |  | Coupar Angus Project 06 | FALSE | 0.375 | 0.375 |  | 11
Coupar Angus |  | Coupar Angus Project 10 | FALSE | 0.15 | 0.15 |  | 0.4
Coupar Angus |  | Coupar Angus Project 34 | FALSE | 0.12 | 0.12 |  | 0.4
Coupar Angus |  | Coupar Angus Project 36 | FALSE | 0.075 | 0.075 |  | 0.4
Coupar Angus |  | Coupar Angus Project 38 | FALSE | 0.098 | 0.098 |  | 0.4
Coupar Angus |  | Coupar Angus Project 40 | FALSE | 0 | 40 |  | 33
Coupar Angus |  | Coupar Angus Project 43 | FALSE | 0.245 | 0.245 |  | 0.4
Coupar Angus |  | Coupar Angus Project 44 | FALSE | 0.015 | 0.015 |  | 0.4
Craigiebuckler |  | Craigiebuckler Project 03 | FALSE | 0.5 | 0.5 |  | 11
Craigton Cults |  | Craigiebuckler Project 02 | FALSE | 0.05 | 0.05 |  | 11
Crieff |  | Braco Project 03 | FALSE | 0.35 | 0.35 |  | 0.4
Crieff |  | Braco Project 10 | FALSE | 0.09 | 0.09 |  | 0.4
Crieff |  | Braco Project 13 | FALSE | 0 | 8 |  | 33
Crieff |  | Braco Project 20 | FALSE | 0.384 | 0.384 |  | 0.4
Crieff |  | Braco Project 26 | FALSE | 0 | 9.999 |  | 33
Crieff |  | Braco Project 31 | FALSE | 0 | 9.9 |  | 33
Crinan |  | Port Ann Project 07 | FALSE | 0.5 | 0.5 |  | 11
Crinan |  | Port Ann Project 09 | FALSE | 0.5 | 0.5 |  | 0.4
Cullen |  | Keith Project 33 | FALSE | 0.5 | 0.5 |  | 11
Culloden |  | Inverness Project 11 | FALSE | 60 | 60 |  | 33
Culloden |  | Inverness Project 17 | FALSE | 0 | 0 |  | 0.4
Culter |  | Craigiebuckler Project 04 | FALSE | 0.015 | 0.015 |  | 0.4
DEDDINGTON |  | DEDDINGTON PROJECT_650 | FALSE | 0 | 0.05 |  | 11
DEVIZES |  | DEVIZES PROJECT_429 | FALSE | 1.3 | 1.3 |  | 11
DEVIZES |  | DEVIZES PROJECT_598 | FALSE | 0 | 0.068 |  | 0.4
DORCHESTER |  | DORCHESTER PROJECT_68 | FALSE | 1.44 | 1.44 |  | 11
DORCHESTER |  | DORCHESTER PROJECT_74 | FALSE | 0 | 0.095 |  | 0.4
DORCHESTER |  | DORCHESTER PROJECT_75 | FALSE | 0 | 0.1 |  | 0.4
DORCHESTER |  | DORCHESTER PROJECT_671 | FALSE | 0 | 0 |  | 11
DORCHESTER |  | DORCHESTER PROJECT_710 | FALSE | 0.36 | 0.36 |  | 11
DUNBRIDGE |  | DUNBRIDGE PROJECT_591 | FALSE | 0 | 0.044 |  | 0.4
Dalcross |  | Nairn Project 08 | FALSE | 0.499 | 0.499 |  | 11
Dalcross |  | Nairn Project 11 | FALSE | 0.25 | 0.25 |  | 33
Dalcross |  | Nairn Project 14 | FALSE | 0 | 0.19 |  | 0.4
Dalrulzion |  | Coupar Angus Project 11 | FALSE | 0.1 | 0.1 |  | 0.4
Dalrulzion |  | Coupar Angus Project 16 | FALSE | 0.1 | 0.1 |  | 0.4
Dalrulzion |  | Coupar Angus Project 35 | FALSE | 0.07 | 0.07 |  | 0.4
Dingwall |  | Beauly Project 02 | FALSE | 0.9 | 0.9 |  | 0.4
Dingwall |  | Beauly Project 07 | FALSE | 0.5 | 0.5 |  | 11
Dingwall |  | Beauly Project 08 | FALSE | 0.4 | 0.4 |  | 33
Dingwall |  | Beauly Project 11 | FALSE | 0.2 | 0.2 |  | 0.4
Dingwall |  | Beauly Project 13 | FALSE | 0.1 | 0.1 |  | 0.4
Dingwall |  | Beauly Project 18 | FALSE | 15 | 15 |  | 33
Dingwall |  | Beauly Project 23 | FALSE | 0.4 | 0.4 |  | 11
Dingwall |  | Beauly Project 25 | FALSE | 0.2 | 0.2 |  | 0.4
Dingwall |  | Beauly Project 28 | FALSE | 0.099 | 0.099 |  | 0.4
Dingwall |  | Beauly Project 29 | FALSE | 0.15 | 0.15 |  | 0.4
Douglas Pier |  | Clachan Project 05 | FALSE | 1.35 | 1.35 |  | 11
Douglas Pier |  | Clayhills Project 01 | FALSE | 1 | 1 |  | 11
Drumnadrochit |  | Fort Augustus Project 09 | FALSE | 1.35 | 1.35 |  | 33
Drymen |  | Strathleven Project 14 | FALSE | 0.5 | 0.5 |  | 11
Drymen |  | Strathleven Project 16 | FALSE | 0.65 | 0.65 |  | 0.4
Drymen |  | Strathleven Project 20 | FALSE | 0.049 | 0.049 |  | 0.4
Drymen |  | Strathleven Project 22 | FALSE | 0 | 0.1 |  | 11
Drynoch |  | Dunvegan Project 12 | FALSE | 0 | 0.9 |  | 11
Dufftown |  | Keith Project 56 | FALSE | 48.3 | 48.3 |  | 33
Dunblane |  | Braco Project 09 | FALSE | 0.15 | 0.15 |  | 0.4
Dunblane |  | Braco Project 23 | FALSE | 0.1 | 0.1 |  | 0.4
Dunoon |  | Dunoon Project 15 | FALSE | 0.1 | 0.1 |  | 0.4
Dunoon |  | Dunoon Project 16 | FALSE | 0.09 | 0.09 |  | 0.4
Dunoon |  | Dunoon Project 22 | FALSE | 0.135 | 0.135 |  | 11
Dunvegan |  | Dunvegan Project 13 | FALSE | 0 | 25 |  | 33
Dyce North |  | Dyce Project 09 | FALSE | 0.4 | 0.4 |  | 0.4
Dyce North |  | Dyce Project 11 | FALSE | 0.147 | 0.147 |  | 0.4
Dyce North |  | Dyce Project 12 | FALSE | 0 | 0 |  | 11
Dyce North |  | Dyce Project 15 | FALSE | 0.18 | 0.18 |  | 11
Dyce North |  | Dyce Project 16 | FALSE | 0.2 | 0.2 |  | 11
Dyce North |  | Dyce Project 19 | FALSE | 0.62 | 0.62 |  | 11
Dyce North |  | Persley Project 15 | FALSE | 0 | 0.07 |  | 0.4
EASTLEIGH NORTH |  | EASTLEIGH NORTH PROJECT_528 | FALSE | 2.92 | 2.92 |  | 11
EASTLEIGH NORTH |  | EASTLEIGH NORTH PROJECT_542 | FALSE | 1 | 1 |  | 0.4
ELECTRIC HOUSE |  | ELECTRIC HOUSE PROJECT_374 | FALSE | 0.25 | 0.25 |  | 11
EMSWORTH |  | EMSWORTH PROJECT_665 | FALSE | 0 | 0.8 |  | 11
EMSWORTH |  | EMSWORTH PROJECT_690 | FALSE | 0 | 0.065 |  | 11
EYNSHAM |  | EYNSHAM PROJECT_92 | FALSE | 1 | 1 |  | 11
Eday |  | Thurso Project 34 | FALSE | 0.9 | 0.9 |  | 11
Eday |  | Thurso Project 61 | FALSE | 0 | 3.2 |  | 11
Edzell |  | Fiddes Project 14 | FALSE | 0.45 | 0.45 |  | 11
Edzell |  | Fiddes Project 45 | FALSE | 4.6 | 4.6 |  | 33
Elgin |  | Elgin Project 10 | FALSE | 0.05 | 0.05 |  | 0.4
Elgin |  | Elgin Project 11 | FALSE | 0.05 | 0.05 |  | 0.4
Elgin |  | Elgin Project 12 | FALSE | 0.05 | 0.05 |  | 0.4
Elliot Depot |  | Arbroath Project 07 | FALSE | 0.125 | 0.125 |  | 0.4
Elliot Depot |  | Arbroath Project 23 | FALSE | 0 | 0.05 |  | 0.4
Elliot Depot |  | Arbroath Project 26 | FALSE | 0 | 35 |  | 33
Errogie |  | Inverness Project 06 | FALSE | 0.5 | 0.5 |  | 11
Errogie |  | Inverness Project 07 | FALSE | 0.23 | 0.23 |  | 0.4
Errol |  | Abernethy Project 03 | FALSE | 0.45 | 0.45 |  | 11
Errol |  | Abernethy Project 24 | FALSE | 0.02 | 0.02 |  | 33
FARNHAM ROYAL |  | FARNHAM ROYAL PROJECT_246 | FALSE | 12 | 12 |  | 11
FIVE OAKS |  | FIVE OAKS PROJECT_180 | FALSE | 6.4 | 6.4 |  | 11
FIVE OAKS |  | FIVE OAKS PROJECT_181 | FALSE | 5 | 5 |  | 11
FLACKWELL HEATH |  | FLACKWELL HEATH PROJECT_1 | FALSE | 1.4 | 1.4 |  | 11
FRATTON PARK |  | FRATTON PARK PROJECT_700 | FALSE | 0 | 0 |  | 11
FRESHWATER |  | FRESHWATER PROJECT_171 | FALSE | 0.2 | 0.2 |  | 11
FRESHWATER |  | FRESHWATER PROJECT_172 | FALSE | 0.25 | 0.25 |  | 11
FRIMLEY |  | FRIMLEY PROJECT_190 | FALSE | 1.4 | 1.4 |  | 11
FROME |  | FROME PROJECT_448 | FALSE | 0.05 | 0.05 |  | 11
FROME |  | FROME PROJECT_594 | FALSE | 0 | 2.67 |  | 11
FULSCOT |  | FULSCOT PROJECT_131 | FALSE | 0 | 7.56 |  | 11
Flotta |  | Thurso Project 29 | FALSE | 2 | 2 |  | 11
Flotta |  | Thurso Project 31 | FALSE | 1.8 | 1.8 |  | 11
Forres |  | Nairn Project 02 | FALSE | 0.3 | 0.3 |  | 0.4
Forres |  | Nairn Project 03 | FALSE | 0.1 | 0.1 |  | 0.4
Forss |  | Dounreay Project 09 | FALSE | 0 | 1 |  | 33
Forteviot |  | Braco Project 07 | FALSE | 0.2 | 0.2 |  | 0.4
Fraserburgh |  | Fraserburgh Project 02 | FALSE | 0.09 | 0.09 |  | 0.4
Fraserburgh |  | Fraserburgh Project 03 | FALSE | 0.09 | 0.09 |  | 0.4
Fraserburgh |  | Fraserburgh Project 04 | FALSE | 0.9 | 0.9 |  | 11
Fraserburgh |  | Fraserburgh Project 05 | FALSE | 0.4 | 0.4 |  | 11
Fraserburgh |  | Fraserburgh Project 06 | FALSE | 0.33 | 0.33 |  | 0.4
Fraserburgh |  | Fraserburgh Project 07 | FALSE | 0.1 | 0.1 |  | 0.4
Fraserburgh |  | Fraserburgh Project 08 | FALSE | 0.09 | 0.09 |  | 0.4
Fraserburgh |  | Fraserburgh Project 10 | FALSE | 0 | 35 |  | 33
Fraserburgh |  | Fraserburgh Project 11 | FALSE | 0 | 25 |  | 33
Fraserburgh |  | Fraserburgh Project 12 | FALSE | 0 | 0.85 |  | 0.4
Friokheim |  | Lunanhead Project 03 | FALSE | 0.5 | 0.5 |  | 33
Friokheim |  | Lunanhead Project 05 | FALSE | 0.45 | 0.45 |  | 0.4
Friokheim |  | Lunanhead Project 19 | FALSE | 0.09 | 0.09 |  | 0.4
Friokheim |  | Lunanhead Project 31 | FALSE | 0.5 | 0.5 |  | 11
Friokheim |  | Lunanhead Project 39 | FALSE | 0.1 | 0.1 |  | 0.4
Friokheim |  | Lunanhead Project 51 | FALSE | 0.05 | 0.05 |  | 0.4
Friokheim |  | Lunanhead Project 56 | FALSE | 0 | 9.999 |  | 33
Fyvie |  | Kintore Project 10 | FALSE | 1.2 | 1.2 |  | 11
Fyvie |  | Kintore Project 11 | FALSE | 1.2 | 1.2 |  | 11
Fyvie |  | Kintore Project 12 | FALSE | 0.9 | 0.9 |  | 11
Fyvie |  | Kintore Project 14 | FALSE | 0.85 | 0.85 |  | 11
Fyvie |  | Kintore Project 15 | FALSE | 0.85 | 0.85 |  | 11
Fyvie |  | Kintore Project 20 | FALSE | 0.45 | 0.45 |  | 11
Fyvie |  | Kintore Project 41 | FALSE | 0.5 | 0.5 |  | 11
Fyvie |  | Kintore Project 42 | FALSE | 0.5 | 0.5 |  | 11
Fyvie |  | Kintore Project 49 | FALSE | 0.45 | 0.45 |  | 11
GABLE HEAD |  | GABLE HEAD PROJECT_711 | FALSE | 0.24 | 0.24 |  | 11
GAMBLE ROAD |  | GAMBLE ROAD PROJECT_666 | FALSE | 0 | 0.8 |  | 11
GORING |  | GORING PROJECT_222 | FALSE | 0 | 0.36 |  | 11
GREENFORD |  | GREENFORD PROJECT_556 | FALSE | 1 | 1 |  | 11
GREETHAM STREET |  | GREETHAM STREET PROJECT_678 | FALSE | 0.03 | 0.03 |  | 11
GREETHAM STREET |  | GREETHAM STREET PROJECT_679 | FALSE | 0.05 | 0.05 |  | 11
GREETHAM STREET |  | GREETHAM STREET PROJECT_702 | FALSE | 0.12 | 0.12 |  | 11
Gisla |  | Stornoway Project 07 | FALSE | 0.7 | 0.7 |  | 0.4
Glastullich |  | Alness Project 13 | FALSE | 0.096 | 0.096 |  | 11
Glastullich |  | Alness Project 14 | FALSE | 30 | 30 |  | 33
Glendevon |  | Abernethy Project 04 | FALSE | 0.434 | 0.434 |  | 11
Glendevon |  | Abernethy Project 05 | FALSE | 0.297 | 0.297 |  | 0.4
Glendevon |  | Abernethy Project 26 | FALSE | 0.075 | 0.075 |  | 0.4
Glendevon |  | Abernethy Project 27 | FALSE | 0.05 | 0.05 |  | 0.4
Glendevon |  | Abernethy Project 30 | FALSE | 0 | 0.11 |  | 0.4
Gleneagles |  | Braco Project 08 | FALSE | 0.15 | 0.15 |  | 0.4
Golspie |  | Brora Project 03 | FALSE | 0.1 | 0.1 |  | 0.4
Gourdie |  | Charleston Project 12 | FALSE | 0.062 | 0.062 |  | 0.4
Grantown |  | Boat of Garten Project 12 | FALSE | 39.1 | 39.1 |  | 33
Gremista |  | Shetland Project 03 | FALSE | 1.7 | 1.7 |  | 11
Gremista |  | Shetland Project 06 | FALSE | 4.5 | 4.5 |  | 11
Greyfriars |  | Willowdale Project 06 | FALSE | 0.995 | 0.995 |  | 0.4
Gutcher |  | Shetland Project 04 | FALSE | 0.5 | 0.5 |  | 0.4
Gutcher |  | Shetland Project 07 | FALSE | 3 | 3 |  | 0.4
HAMBLE |  | HAMBLE PROJECT_33 | FALSE | 0 | 5 |  | 11
HAMBLE |  | HAMBLE PROJECT_585 | FALSE | 0 | 7.2 |  | 11
HARESTOCK |  | HARESTOCK PROJECT_716 | FALSE | 0 | 0.42 |  | 11
HARESTOCK |  | HARESTOCK PROJECT_726 | FALSE | 0.05 | 0.05 |  | 11
HARVARD LANE |  | HARVARD LANE PROJECT_136 | FALSE | 1.6 | 1.6 |  | 11
HAWKERIDGE |  | HAWKERIDGE PROJECT_450 | FALSE | 0 | 0.08 |  | 0.4
HAWKERIDGE |  | HAWKERIDGE PROJECT_451 | FALSE | 0 | 0.1 |  | 0.4
HAWKERIDGE |  | HAWKERIDGE PROJECT_578 | FALSE | 0 | 7.56 |  | 11
HAWKERIDGE |  | HAWKERIDGE PROJECT_593 | FALSE | 0 | 7.6 |  | 11
HEADINGTON |  | HEADINGTON PROJECT_93 | FALSE | 3.6 | 3.6 |  | 11
HENSTRIDGE |  | HENSTRIDGE PROJECT_11 | FALSE | 4.13 | 4.13 |  | 11
HENSTRIDGE |  | HENSTRIDGE PROJECT_13 | FALSE | 0.1 | 0.1 |  | 11
HERRIARD |  | HERRIARD PROJECT_182 | FALSE | 5 | 5 |  | 11
HERRIARD |  | HERRIARD PROJECT_216 | FALSE | 2.4 | 2.4 |  | 11
HIGH WYCOMBE |  | HIGH WYCOMBE PROJECT_84 | FALSE | 1 | 1 |  | 11
HIGH WYCOMBE |  | HIGH WYCOMBE PROJECT_628 | FALSE | 0.07 | 0.07 |  | 11
HILSEA |  | HILSEA PROJECT_660 | FALSE | 0.15 | 0.15 |  | 11
HILSEA |  | HILSEA PROJECT_683 | FALSE | 0.108 | 0.108 |  | 11
HILSEA |  | HILSEA PROJECT_684 | FALSE | 0.069 | 0.069 |  | 0.4
HITCHES LANE |  | HITCHES LANE PROJECT_199 | FALSE | 4.26 | 4.26 |  | 11
HOEFORD |  | HOEFORD PROJECT_669 | FALSE | 0 | 0.5 |  | 0.4
HOLES BAY |  | HOLES BAY PROJECT_373 | FALSE | 0 | 7.5 |  | 11
HOLES BAY |  | HOLES BAY PROJECT_385 | FALSE | 0.37 | 0.37 |  | 0.4
HOLWELL |  | HOLWELL PROJECT_436 | FALSE | 0.5 | 0.5 |  | 11
HOLWELL |  | HOLWELL PROJECT_437 | FALSE | 0.5 | 0.5 |  | 11
HORNDEAN |  | HORNDEAN PROJECT_289 | FALSE | 4 | 4 |  | 11
HORNDEAN |  | HORNDEAN PROJECT_709 | FALSE | 4 | 4 |  | 11
HOUNDMILLS |  | HOUNDMILLS PROJECT_38 | FALSE | 1.3 | 1.3 |  | 11
HOUNDMILLS |  | HOUNDMILLS PROJECT_40 | FALSE | 1.2 | 1.2 |  | 11
HUNSTON |  | HUNSTON PROJECT_281 | FALSE | 2 | 2 |  | 11
HUNSTON |  | HUNSTON PROJECT_312 | FALSE | 0 | 10 |  | 11
HUNSTON |  | HUNSTON PROJECT_580 | FALSE | 0 | 6 |  | 11
Halkirk |  | Thurso Project 58 | FALSE | 0 | 36 |  | 33
Hastigrow |  | Mybster Project 11 | FALSE | 0.5 | 0.5 |  | 0.4
Hatton |  | Strichen Project 15 | FALSE | 0.45 | 0.45 |  | 11
Hatton |  | Strichen Project 17 | FALSE | 0.16 | 0.16 |  | 0.4
Hayton |  | Willowdale Project 01 | FALSE | 0.245 | 0.245 |  | 11
Hayton |  | Willowdale Project 02 | FALSE | 0.995 | 0.995 |  | 0.4
Hayton |  | Willowdale Project 03 | FALSE | 0.285 | 0.285 |  | 0.4
Hayton |  | Willowdale Project 04 | FALSE | 0.077 | 0.077 |  | 11
Hayton |  | Willowdale Project 05 | FALSE | 0.028 | 0.028 |  | 11
Hilton |  | Inverness Project 18 | FALSE | 0 | 1.2 |  | 11
Hume Street |  | Arbroath Project 09 | FALSE | 0.1 | 0.1 |  | 0.4
Hume Street |  | Arbroath Project 12 | FALSE | 0.065 | 0.065 |  | 0.4
Hume Street |  | Arbroath Project 13 | FALSE | 5 | 5 |  | 33
Hume Street |  | Arbroath Project 20 | FALSE | 0.05 | 0.05 |  | 0.4
Hume Street |  | Arbroath Project 25 | FALSE | 0.305 | 0.305 |  | 0.4
Huntly |  | Keith Project 40 | FALSE | 0.45 | 0.45 |  | 11
Huntly |  | Keith Project 51 | FALSE | 0.18 | 0.18 |  | 0.4
Inchbare |  | Bridge of Dun Project 17 | FALSE | 0.1 | 0.1 |  | 0.4
Inchbare |  | Bridge of Dun Project 35 | FALSE | 0.085 | 0.085 |  | 0.4
Inchbare |  | Bridge of Dun Project 36 | FALSE | 0.05 | 0.05 |  | 11
Inchbare |  | Bridge of Dun Project 43 | FALSE | 0.05 | 0.05 |  | 0.4
Insch |  | Keith Project 14 | FALSE | 14.1 | 14.1 |  | 33
Insch |  | Kintore Project 35 | FALSE | 6.9 | 6.9 |  | 33
Insch |  | Kintore Project 58 | FALSE | 0 | 8.75 |  | 33
Insch |  | Kintore Project 63 | FALSE | 0.25 | 0.25 |  | 0.4
Inveralmond |  | Burghmuir Project 10 | FALSE | 0 | 0.178 |  | 0.4
Inverarity |  | Lunanhead Project 08 | FALSE | 0.33 | 0.33 |  | 33
Inverarity |  | Lunanhead Project 11 | FALSE | 0.23 | 0.23 |  | 0.4
Inverarnie |  | Inverness Project 14 | FALSE | 0.5 | 0.5 |  | 0.4
Inverbervie |  | Fiddes Project 15 | FALSE | 0.45 | 0.45 |  | 0.4
Inverbervie |  | Fiddes Project 16 | FALSE | 0.45 | 0.45 |  | 0.4
Inverbervie |  | Fiddes Project 29 | FALSE | 0.5 | 0.5 |  | 0.4
Inverbervie |  | Fiddes Project 30 | FALSE | 0.5 | 0.5 |  | 11
Inverbervie |  | Fiddes Project 31 | FALSE | 0.8 | 0.8 |  | 11
Inverbervie |  | Fiddes Project 36 | FALSE | 0.5 | 0.5 |  | 0.4
Inverbervie |  | Fiddes Project 41 | FALSE | 0.3 | 0.3 |  | 11
Inverbervie |  | Fiddes Project 43 | FALSE | 0.05 | 0.05 |  | 0.4
Inverbervie |  | Fiddes Project 47 | FALSE | 0.5 | 0.5 |  | 33
Inverbervie |  | Fiddes Project 50 | FALSE | 0.05 | 0.05 |  | 0.4
Inverbervie |  | Fiddes Project 54 | FALSE | 0.05 | 0.05 |  | 0.4
Invergarry |  | Fort Augustus Project 17 | FALSE | 0.45 | 0.45 |  | 11
Invergarry |  | Fort Augustus Project 18 | FALSE | 0.7 | 0.7 |  | 11
Invergordon |  | Alness Project 05 | FALSE | 4.8 | 4.8 |  | 33
Invergordon |  | Alness Project 09 | FALSE | 0.1 | 0.1 |  | 0.4
Invergordon |  | Alness Project 16 | FALSE | 0.05 | 0.05 |  | 0.4
Inverlochy |  | Fort William Project 05 | FALSE | 1.35 | 1.35 |  | 0.4
Inverlochy |  | Fort William Project 24 | FALSE | 0.1 | 0.1 |  | 0.4
Inverlochy |  | Fort William Project 31 | FALSE | 0.099 | 0.099 |  | 0.4
Inverlochy |  | Fort William Project 72 | FALSE | 0.1 | 0.1 |  | 0.4
Inverneil |  | Port Ann Project 06 | FALSE | 0.55 | 0.55 |  | 0.4
Inverneil |  | Port Ann Project 14 | FALSE | 0.11 | 0.11 |  | 11
Inverness |  | Inverness Project 08 | FALSE | 0.12 | 0.12 |  | 0.4
Inverness |  | Inverness Project 16 | FALSE | 0.24 | 0.24 |  | 11
Inverurie |  | Kintore Project 16 | FALSE | 0.8 | 0.8 |  | 0.4
Inverurie |  | Kintore Project 25 | FALSE | 0.225 | 0.225 |  | 11
Inverurie |  | Kintore Project 26 | FALSE | 0.15 | 0.15 |  | 0.4
Inverurie |  | Kintore Project 29 | FALSE | 0.073 | 0.073 |  | 0.4
Inverurie |  | Kintore Project 55 | FALSE | 0.225 | 0.225 |  | 11
JAYS CLOSE |  | JAYS CLOSE PROJECT_46 | FALSE | 4 | 4 |  | 11
KENNINGTON |  | KENNINGTON PROJECT_622 | FALSE | 0.4 | 0.4 |  | 11
KIDDINGTON |  | KIDDINGTON PROJECT_624 | FALSE | 0.179 | 0.179 |  | 11
KINTBURY |  | KINTBURY PROJECT_56 | FALSE | 0.2 | 0.2 |  | 11
Keith |  | Keith Project 32 | FALSE | 0.5 | 0.5 |  | 11
Keith |  | Keith Project 36 | FALSE | 0.5 | 0.5 |  | 11
Keith |  | Keith Project 52 | FALSE | 0.053 | 0.053 |  | 0.4
Kenmore |  | Taynuilt Project 09 | FALSE | 0.95 | 0.95 |  | 11
Kepculloch |  | Strathleven Project 04 | FALSE | 0.5 | 0.5 |  | 0.4
Kepculloch |  | Strathleven Project 06 | FALSE | 0.09 | 0.09 |  | 33
Kepculloch |  | Strathleven Project 15 | FALSE | 0.5 | 0.5 |  | 0.4
Kepculloch |  | Strathleven Project 21 | FALSE | 0.09 | 0.09 |  | 0.4
Kerry Falls |  | Grudie Bridge Project 08 | FALSE | 0.24 | 0.24 |  | 11
Kerry Falls |  | Grudie Bridge Project 18 | FALSE | 1.35 | 1.35 |  | 0.4
Kerry Falls |  | Grudie Bridge Project 35 | FALSE | 0.1 | 0.1 |  | 0.4
Kerry Falls |  | Grudie Bridge Project 43 | FALSE | 0.3 | 0.3 |  | 11
Kilchrenan |  | Taynuilt Project 43 | FALSE | 0.35 | 0.35 |  | 0.4
Killearn |  | Strathleven Project 17 | FALSE | 0.1 | 0.1 |  | 0.4
Killin Town |  | Killin Project 28 | FALSE | 0.1 | 0.1 |  | 11
Kilmelford |  | Taynuilt Project 05 | FALSE | 2.1 | 2.1 |  | 33
Kilmelford |  | Taynuilt Project 44 | FALSE | 0.25 | 0.25 |  | 0.4
Kilninver |  | Taynuilt Project 14 | FALSE | 0.6 | 0.6 |  | 11
Kilninver |  | Taynuilt Project 23 | FALSE | 0.11 | 0.11 |  | 0.4
Kilninver |  | Taynuilt Project 25 | FALSE | 0.1 | 0.1 |  | 0.4
Kilninver |  | Taynuilt Project 71 | FALSE | 0.08 | 0.08 |  | 11
Kingairloch |  | Fort William Project 54 | FALSE | 0.1 | 0.1 |  | 0.4
Kingseat |  | Dyce Project 04 | FALSE | 0.8 | 0.8 |  | 11
Kingseat |  | Dyce Project 05 | FALSE | 0.45 | 0.45 |  | 0.4
Kingussie |  | Boat of Garten Project 06 | FALSE | 0.09 | 0.09 |  | 0.4
Kingussie |  | Boat of Garten Project 07 | FALSE | 0.1 | 0.1 |  | 0.4
Kingussie |  | Boat of Garten Project 14 | FALSE | 0.165 | 0.165 |  | 0.4
Kinloch Rannoch |  | Tummel Bridge Project 03 | FALSE | 1.4 | 1.4 |  | 11
Kinloch Rannoch |  | Tummel Bridge Project 16 | FALSE | 0.65 | 0.65 |  | 11
Kinlochewe |  | Grudie Bridge Project 27 | FALSE | 0.5 | 0.5 |  | 0.4
Kinlochleven |  | Kinlochleven Project 06 | FALSE | 0 | 0.7 |  | 0.4
Kinlochleven |  | Kinlochleven Project 10 | FALSE | 0 | 1.36 |  | 11
Kinlochleven |  | Kinlochleven Project 11 | FALSE | 0 | 0.809 |  | 11
Kinlochleven |  | Kinlochleven Project 12 | FALSE | 0 | 1.047 |  | 11
Kinlochleven |  | Kinlochleven Project 13 | FALSE | 0 | 0.981 |  | 11
Kinlochleven |  | Kinlochleven Project 14 | FALSE | 0 | 1.047 |  | 11
Kinlochleven |  | Kinlochleven Project 15 | FALSE | 0 | 1.36 |  | 11
Kinlochleven |  | Kinlochleven Project 16 | FALSE | 0 | 0.586 |  | 11
Kinlochleven |  | Kinlochleven Project 18 | FALSE | 0 | 0.99 |  | 33
Kinlochmoidart |  | Fort William Project 08 | FALSE | 0.95 | 0.95 |  | 0.4
Kinlochmoidart |  | Fort William Project 16 | FALSE | 0.496 | 0.496 |  | 0.4
Kinloss |  | Elgin Project 03 | FALSE | 0 | 49.9 |  | 33
Kinloss |  | Elgin Project 08 | FALSE | 0.25 | 0.25 |  | 0.4
Kinloss |  | Elgin Project 09 | FALSE | 0.05 | 0.05 |  | 0.4
Kinloss |  | Elgin Project 13 | FALSE | 0 | 23 |  | 33
Kinloss |  | Elgin Project 16 | FALSE | 0.12 | 0.12 |  | 0.4
Kinloss |  | Elgin Project 17 | FALSE | 0.21 | 0.21 |  | 0.4
Kippen |  | Braco Project 11 | FALSE | 0.084 | 0.084 |  | 0.4
Kirkwall |  | Thurso Project 35 | FALSE | 0.9 | 0.9 |  | 11
Kirkwall |  | Thurso Project 39 | FALSE | 0.9 | 0.9 |  | 0.4
Kirkwall |  | Thurso Project 49 | FALSE | 0.08 | 0.08 |  | 0.4
Kirkwall |  | Thurso Project 50 | FALSE | 0.08 | 0.08 |  | 0.4
Kirkwall |  | Thurso Project 51 | FALSE | 0.08 | 0.08 |  | 0.4
Kirkwall |  | Thurso Project 54 | FALSE | 0.08 | 0.08 |  | 0.4
Kirkwall |  | Thurso Project 56 | FALSE | 0.055 | 0.055 |  | 0.4
Kirkwall |  | Thurso Project 62 | FALSE | 0 | 0.9 |  | 11
Kirkwall |  | Thurso Project 65 | FALSE | 0 | 0.115 |  | 11
Kishorn Hill |  | Broadford Project 12 | FALSE | 0.1 | 0.1 |  | 0.4
LANGLEY |  | LANGLEY PROJECT_161 | FALSE | 5 | 5 |  | 11
LANGLEY |  | LANGLEY PROJECT_170 | FALSE | 3 | 3 |  | 11
LANGLEY |  | LANGLEY PROJECT_715 | FALSE | 0 | 0.33 |  | 11
LANGLEY COURT |  | LANGLEY COURT PROJECT_608 | FALSE | 0 | 0.217 |  | 11
LEIGH PARK |  | LEIGH PARK PROJECT_277 | FALSE | 3.5 | 3.5 |  | 11
LEIGH PARK |  | LEIGH PARK PROJECT_697 | FALSE | 0.243 | 0.243 |  | 11
LYMINGTON |  | LYMINGTON PROJECT_361 | FALSE | 2 | 2 |  | 11
LYMINGTON |  | LYMINGTON PROJECT_372 | FALSE | 0.17 | 0.17 |  | 11
LYNEHAM |  | LYNEHAM PROJECT_407 | FALSE | 2.75 | 2.75 |  | 11
Latheron |  | Mybster Project 13 | FALSE | 0.09 | 0.09 |  | 0.4
Latheron |  | Mybster Project 14 | FALSE | 0.017 | 0.017 |  | 33
Latheron |  | Mybster Project 43 | FALSE | 0 | 58 |  | 33
Laurencekirk |  | Fiddes Project 10 | FALSE | 0.8 | 0.8 |  | 11
Laurencekirk |  | Fiddes Project 18 | FALSE | 0.1 | 0.1 |  | 0.4
Laurencekirk |  | Fiddes Project 19 | FALSE | 0.1 | 0.1 |  | 0.4
Laurencekirk |  | Fiddes Project 20 | FALSE | 0.1 | 0.1 |  | 0.4
Laurencekirk |  | Fiddes Project 21 | FALSE | 0.05 | 0.05 |  | 0.4
Laurencekirk |  | Fiddes Project 22 | FALSE | 0.05 | 0.05 |  | 0.4
Laurencekirk |  | Fiddes Project 23 | FALSE | 7.5 | 7.5 |  | 33
Laurencekirk |  | Fiddes Project 38 | FALSE | 0.5 | 0.5 |  | 0.4
Laurencekirk |  | Fiddes Project 44 | FALSE | 0.05 | 0.05 |  | 0.4
Laurencekirk |  | Fiddes Project 52 | FALSE | 0.05 | 0.05 |  | 0.4
Laurencekirk |  | Fiddes Project 53 | FALSE | 0.9 | 0.9 |  | 11
Leoch |  | Coupar Angus Project 04 | FALSE | 0.7 | 0.7 |  | 0.4
Leoch |  | Coupar Angus Project 08 | FALSE | 0.225 | 0.225 |  | 11
Leoch |  | Coupar Angus Project 09 | FALSE | 0.18 | 0.18 |  | 0.4
Leoch |  | Coupar Angus Project 17 | FALSE | 0.05 | 0.05 |  | 0.4
Leoch |  | Coupar Angus Project 20 | FALSE | 14.35 | 14.35 |  | 33
Leoch |  | Coupar Angus Project 26 | FALSE | 0.3 | 0.3 |  | 11
Leoch |  | Coupar Angus Project 27 | FALSE | 0.25 | 0.25 |  | 0.4
Leoch |  | Coupar Angus Project 37 | FALSE | 0.08 | 0.08 |  | 0.4
Leoch |  | Coupar Angus Project 42 | FALSE | 0.375 | 0.375 |  | 0.4
Lethen |  | Nairn Project 04 | FALSE | 0.093 | 0.093 |  | 0.4
Letterewe |  | Grudie Bridge Project 38 | FALSE | 0.096 | 0.096 |  | 0.4
Limehillocks |  | Keith Project 25 | FALSE | 0.8 | 0.8 |  | 33
Limehillocks |  | Keith Project 45 | FALSE | 0.225 | 0.225 |  | 11
Limehillocks |  | Keith Project 49 | FALSE | 0.025 | 0.025 |  | 11
Loch Carnan |  | Beauly Project 01 | FALSE | 0.92 | 0.92 |  | 11
Loch Glascarnoch |  | Grudie Bridge Project 44 | FALSE | 3.5 | 3.5 |  | 33
Lochaline |  | Fort William Project 19 | FALSE | 0.33 | 0.33 |  | 11
Lochaline |  | Fraserburgh Project 01 | FALSE | 1.6 | 1.6 |  | 33
Lochearnhead |  | Killin Project 10 | FALSE | 0.6 | 0.6 |  | 0.4
Lochearnhead |  | Killin Project 15 | FALSE | 0.1 | 0.1 |  | 0.4
Lochearnhead |  | Killin Project 16 | FALSE | 0.1 | 0.1 |  | 0.4
Lochearnhead |  | Killin Project 21 | FALSE | 0.5 | 0.5 |  | 0.4
Lochearnhead |  | Killin Project 26 | FALSE | 0.1 | 0.1 |  | 0.4
Lochearnhead |  | Killin Project 36 | FALSE | 0.15 | 0.15 |  | 0.4
Lochearnhead |  | Killin Project 47 | FALSE | 0.1 | 0.1 |  | 0.4
Lochgilphead |  | Peterhead Grange Project 04 | FALSE | 0.075 | 0.075 |  | 0.4
Lochgilphead |  | Peterhead Grange Project 05 | FALSE | 0.05 | 0.05 |  | 0.4
Lochgilphead |  | Port Ann Project 04 | FALSE | 1.05 | 1.05 |  | 11
Lochgilphead |  | Port Ann Project 08 | FALSE | 0.5 | 0.5 |  | 0.4
Lochgilphead |  | Port Ann Project 10 | FALSE | 0.449 | 0.449 |  | 11
Lochgilphead |  | Port Ann Project 13 | FALSE | 0.14 | 0.14 |  | 0.4
Lochgilphead |  | Port Ann Project 18 | FALSE | 5.9 | 5.9 |  | 33
Lochgilphead |  | Port Ann Project 27 | FALSE | 0.45 | 0.45 |  | 33
Lochgoilhead |  | Clachan Project 06 | FALSE | 0 | 0.5 |  | 11
Lochinver |  | Grudie Bridge Project 09 | FALSE | 0.1 | 0.1 |  | 0.4
Lochside |  | Lunanhead Project 21 | FALSE | 0.08 | 0.08 |  | 0.4
Logie Pert |  | Bridge of Dun Project 19 | FALSE | 0.8 | 0.8 |  | 33
Logie Pert |  | Bridge of Dun Project 46 | FALSE | 0 | 9.99 |  | 33
Longhaugh |  | Milton of Craigie Project 04 | FALSE | 0.5 | 0.5 |  | 0.4
Longhaugh |  | Milton of Craigie Project 09 | FALSE | 0.098 | 0.098 |  | 0.4
Lunanhead |  | Lunanhead Project 02 | FALSE | 1 | 1 |  | 0.4
Lunanhead |  | Lunanhead Project 04 | FALSE | 0.5 | 0.5 |  | 11
Lunanhead |  | Lunanhead Project 09 | FALSE | 0.3 | 0.3 |  | 0.4
Lunanhead |  | Lunanhead Project 13 | FALSE | 0.1 | 0.1 |  | 0.4
Lunanhead |  | Lunanhead Project 14 | FALSE | 0.1 | 0.1 |  | 0.4
Lunanhead |  | Lunanhead Project 16 | FALSE | 0.1 | 0.1 |  | 0.4
Lunanhead |  | Lunanhead Project 17 | FALSE | 0.1 | 0.1 |  | 0.4
Lunanhead |  | Lunanhead Project 18 | FALSE | 0.09 | 0.09 |  | 0.4
Lunanhead |  | Lunanhead Project 28 | FALSE | 0.5 | 0.5 |  | 11
Lunanhead |  | Lunanhead Project 32 | FALSE | 0.5 | 0.5 |  | 11
Lunanhead |  | Lunanhead Project 36 | FALSE | 0.136 | 0.136 |  | 0.4
Lunanhead |  | Lunanhead Project 53 | FALSE | 0.04 | 0.04 |  | 0.4
Lyness |  | Thurso Project 38 | FALSE | 0.9 | 0.9 |  | 11
MALMESBURY |  | MALMESBURY PROJECT_455 | FALSE | 0.5 | 0.5 |  | 11
MAYBUSH |  | MAYBUSH PROJECT_526 | FALSE | 2 | 2 |  | 11
MELKSHAM TOWN |  | MELKSHAM TOWN PROJECT_417 | FALSE | 1.5 | 1.5 |  | 11
MELKSHAM TOWN |  | MELKSHAM TOWN PROJECT_468 | FALSE | 0 | 7.2 |  | 11
MIDDLE WALLOP |  | MIDDLE WALLOP PROJECT_55 | FALSE | 4.4 | 4.4 |  | 11
MIDDLE WALLOP |  | MIDDLE WALLOP PROJECT_61 | FALSE | 0.4 | 0.4 |  | 11
MIDHURST |  | MIDHURST PROJECT_185 | FALSE | 5 | 5 |  | 11
MILBORNE PORT |  | MILBORNE PORT PROJECT_20 | FALSE | 4 | 4 |  | 11
MILFORD |  | MILFORD PROJECT_198 | FALSE | 0 | 0.177 |  | 11
MILL LANE |  | MILL LANE PROJECT_318 | FALSE | 1 | 1 |  | 11
MILL LANE |  | MILL LANE PROJECT_571 | FALSE | 0 | 7.6 |  | 11
MILTON |  | MILTON PROJECT_81 | FALSE | 3.3 | 3.3 |  | 11
MILTON |  | MILTON PROJECT_91 | FALSE | 1.68 | 1.68 |  | 11
MILTON |  | MILTON PROJECT_612 | FALSE | 0.45 | 0.45 |  | 11
MILTON |  | MILTON PROJECT_626 | FALSE | 0.406 | 0.406 |  | 11
MILTON |  | MILTON PROJECT_645 | FALSE | 1 | 1 |  | 11
MILTON |  | MILTON PROJECT_649 | FALSE | 0 | 0.001 |  | 11
MVEE |  | MVEE PROJECT_186 | FALSE | 1.33 | 1.33 |  | 11
MVEE |  | MVEE PROJECT_194 | FALSE | 2.38 | 2.38 |  | 11
MacAlpine Road |  | Lyndhurst Project 03 | FALSE | 0.224 | 0.224 |  | 0.4
MacDuff |  | Macduff Project 02 | FALSE | 7 | 7 |  | 33
MacDuff |  | Macduff Project 03 | FALSE | 4.6 | 4.6 |  | 33
MacDuff |  | Macduff Project 04 | FALSE | 2.4 | 2.4 |  | 33
MacDuff |  | Macduff Project 05 | FALSE | 2.3 | 2.3 |  | 0.4
MacDuff |  | Macduff Project 07 | FALSE | 2.3 | 2.3 |  | 11
MacDuff |  | Macduff Project 10 | FALSE | 0.9 | 0.9 |  | 11
MacDuff |  | Macduff Project 11 | FALSE | 0.9 | 0.9 |  | 11
MacDuff |  | Macduff Project 13 | FALSE | 0.8 | 0.8 |  | 11
MacDuff |  | Macduff Project 14 | FALSE | 0.8 | 0.8 |  | 11
MacDuff |  | Macduff Project 16 | FALSE | 0.8 | 0.8 |  | 11
MacDuff |  | Macduff Project 23 | FALSE | 6.9 | 6.9 |  | 33
MacDuff |  | Macduff Project 25 | FALSE | 4.6 | 4.6 |  | 33
MacDuff |  | Macduff Project 26 | FALSE | 0 | 4.6 |  | 11
MacDuff |  | Macduff Project 27 | FALSE | 1.65 | 1.65 |  | 33
MacDuff |  | Macduff Project 28 | FALSE | 2.4 | 2.4 |  | 11
MacDuff |  | Macduff Project 29 | FALSE | 0 | 2.3 |  | 11
MacDuff |  | Macduff Project 32 | FALSE | 0.8 | 0.8 |  | 11
MacDuff |  | Macduff Project 33 | FALSE | 0.8 | 0.8 |  | 11
MacDuff |  | Macduff Project 43 | FALSE | 0.45 | 0.45 |  | 11
MacDuff |  | Macduff Project 45 | FALSE | 0.33 | 0.33 |  | 11
MacDuff |  | Macduff Project 47 | FALSE | 0.225 | 0.225 |  | 11
MacDuff |  | Macduff Project 53 | FALSE | 4.6 | 4.6 |  | 0.4
MacDuff |  | Macduff Project 54 | FALSE | 0.8 | 0.8 |  | 11
MacDuff |  | Macduff Project 58 | FALSE | 0.05 | 0.05 |  | 0.4
MacDuff |  | Macduff Project 59 | FALSE | 1 | 1 |  | 11
MacDuff |  | Strichen Project 52 | FALSE | 0.063 | 0.063 |  | 0.4
Mallaig |  | Fort William Project 13 | FALSE | 0.66 | 0.66 |  | 11
Marnoch |  | Keith Project 09 | FALSE | 1 | 1 |  | 11
Marnoch |  | Keith Project 12 | FALSE | 0.2 | 0.2 |  | 11
Marnoch |  | Keith Project 13 | FALSE | 0.09 | 0.09 |  | 0.4
Marnoch |  | Keith Project 24 | FALSE | 0.8 | 0.8 |  | 11
Marnoch |  | Keith Project 28 | FALSE | 0.5 | 0.5 |  | 0.4
Marnoch |  | Keith Project 41 | FALSE | 0.45 | 0.45 |  | 33
Marnoch |  | Keith Project 47 | FALSE | 0.056 | 0.056 |  | 11
Marnoch |  | Keith Project 50 | FALSE | 0.5 | 0.5 |  | 0.4
Maryton |  | Lunanhead Project 06 | FALSE | 0.45 | 0.45 |  | 11
Maryton |  | Lunanhead Project 07 | FALSE | 0.45 | 0.45 |  | 11
Maryton |  | Lunanhead Project 10 | FALSE | 0.25 | 0.25 |  | 0.4
Maryton |  | Lunanhead Project 12 | FALSE | 0.1 | 0.1 |  | 0.4
Maryton |  | Lunanhead Project 15 | FALSE | 0.1 | 0.1 |  | 11
Maryton |  | Lunanhead Project 20 | FALSE | 0.08 | 0.08 |  | 0.4
Maryton |  | Lunanhead Project 38 | FALSE | 0.1 | 0.1 |  | 0.4
Maryton |  | Lunanhead Project 45 | FALSE | 5 | 5 |  | 33
Maud |  | Strichen Project 11 | FALSE | 0.8 | 0.8 |  | 11
Maud |  | Strichen Project 18 | FALSE | 0.1 | 0.1 |  | 11
Maud |  | Strichen Project 21 | FALSE | 0.05 | 0.05 |  | 0.4
Maud |  | Strichen Project 24 | FALSE | 1.6 | 1.6 |  | 33
Maud |  | Strichen Project 28 | FALSE | 0.9 | 0.9 |  | 0.4
Maud |  | Strichen Project 40 | FALSE | 0.225 | 0.225 |  | 0.4
Maud |  | Strichen Project 53 | FALSE | 0.049 | 0.049 |  | 33
Menzieshill |  | Charleston Project 01 | FALSE | 0.084 | 0.084 |  | 0.4
Menzieshill |  | Charleston Project 02 | FALSE | 0.017 | 0.017 |  | 0.4
Menzieshill |  | Charleston Project 06 | FALSE | 0.25 | 0.25 |  | 11
Menzieshill |  | Charleston Project 08 | FALSE | 0.95 | 0.95 |  | 11
Menzieshill |  | Charleston Project 09 | FALSE | 0.187 | 0.187 |  | 0.4
Menzieshill |  | Charleston Project 16 | FALSE | 0 | 49.9 |  | 33
Methlick |  | Kintore Project 09 | FALSE | 1.7 | 1.7 |  | 11
Methlick |  | Kintore Project 13 | FALSE | 0.9 | 0.9 |  | 11
Methlick |  | Kintore Project 30 | FALSE | 0.053 | 0.053 |  | 0.4
Methlick |  | Kintore Project 32 | FALSE | 0.05 | 0.05 |  | 0.4
Methlick |  | Kintore Project 47 | FALSE | 0.5 | 0.5 |  | 11
Midmar |  | Kintore Project 24 | FALSE | 0.225 | 0.225 |  | 11
Midmar |  | Kintore Project 38 | FALSE | 2.3 | 2.3 |  | 33
Midmar |  | Kintore Project 50 | FALSE | 0.45 | 0.45 |  | 11
Midmar |  | Kintore Project 51 | FALSE | 0.33 | 0.33 |  | 0.4
Midmar |  | Kintore Project 56 | FALSE | 0.18 | 0.18 |  | 0.4
Mill Road |  | Bridge of Dun Project 09 | FALSE | 0.1 | 0.1 |  | 0.4
Milnathort |  | Abernethy Project 06 | FALSE | 0.2 | 0.2 |  | 0.4
Milnathort |  | Abernethy Project 07 | FALSE | 0.122 | 0.122 |  | 0.4
Milnathort |  | Abernethy Project 12 | FALSE | 0.8 | 0.8 |  | 0.4
Milnathort |  | Abernethy Project 13 | FALSE | 0.8 | 0.8 |  | 0.4
Milnathort |  | Abernethy Project 14 | FALSE | 0.5 | 0.5 |  | 0.4
Milnathort |  | Abernethy Project 15 | FALSE | 0.5 | 0.5 |  | 11
Milnathort |  | Abernethy Project 21 | FALSE | 0.05 | 0.05 |  | 33
Milnathort |  | Abernethy Project 28 | FALSE | 0 | 0.06 |  | 33
Mintlaw |  | Strichen Project 06 | FALSE | 2.4 | 2.4 |  | 33
Mintlaw |  | Strichen Project 10 | FALSE | 0.8 | 0.8 |  | 11
Mintlaw |  | Strichen Project 16 | FALSE | 0.45 | 0.45 |  | 0.4
Montrose North |  | Bridge of Dun Project 33 | FALSE | 0.1 | 0.1 |  | 11
Montrose North |  | Bridge of Dun Project 41 | FALSE | 0.06 | 0.06 |  | 0.4
Montrose North |  | Bridge of Dun Project 49 | FALSE | 0.1 | 0.1 |  | 0.4
Mossat |  | Tarland Project 13 | FALSE | 0.225 | 0.225 |  | 33
Muir of Ord |  | Beauly Project 21 | FALSE | 0.9 | 0.9 |  | 11
NEW MILTON |  | NEW MILTON PROJECT_332 | FALSE | 1.7 | 1.7 |  | 11
NEW MILTON |  | NEW MILTON PROJECT_378 | FALSE | 0.05 | 0.05 |  | 11
NEWPORT |  | NEWPORT PROJECT_147 | FALSE | 1.2 | 1.2 |  | 11
NEWPORT |  | NEWPORT PROJECT_148 | FALSE | 2.5 | 2.5 |  | 11
NEWPORT |  | NEWPORT PROJECT_169 | FALSE | 0.65 | 0.65 |  | 11
NEWPORT |  | NEWPORT PROJECT_173 | FALSE | 0.25 | 0.25 |  | 11
NEWPORT |  | NEWPORT PROJECT_174 | FALSE | 0.25 | 0.25 |  | 11
NEWPORT |  | NEWPORT PROJECT_177 | FALSE | 0.5 | 0.5 |  | 11
NORTH HINKSEY |  | NORTH HINKSEY PROJECT_618 | FALSE | 1.3 | 1.3 |  | 11
NORTHUMBERLAND AVENUE |  | NORTHUMBERLAND AVENUE PROJECT_191 | FALSE | 3 | 3 |  | 11
New Pitsligo |  | Strichen Project 19 | FALSE | 0.09 | 0.09 |  | 0.4
New Pitsligo |  | Strichen Project 20 | FALSE | 0.09 | 0.09 |  | 0.4
Newtonhill |  | Redmoss Project 03 | FALSE | 2.4 | 2.4 |  | 0.4
Newtonhill |  | Redmoss Project 05 | FALSE | 0.5 | 0.5 |  | 11
Newtonhill |  | Redmoss Project 06 | FALSE | 0.4 | 0.4 |  | 33
Ninewells |  | Charleston Project 10 | FALSE | 0.089 | 0.089 |  | 0.4
Ninewells |  | Charleston Project 13 | FALSE | 0.084 | 0.084 |  | 0.4
Nostie Bridge |  | Broadford Project 02 | FALSE | 0.95 | 0.95 |  | 11
Nostie Bridge |  | Broadford Project 13 | FALSE | 0.09 | 0.09 |  | 11
Nostie Bridge |  | Broadford Project 18 | FALSE | 0 | 0.137 |  | 11
OLD ROAD |  | OLD ROAD PROJECT_635 | FALSE | 0.344 | 0.344 |  | 11
OSNEY |  | OSNEY PROJECT_636 | FALSE | 0.504 | 0.504 |  | 11
OVERTON |  | OVERTON PROJECT_39 | FALSE | 7.2 | 7.2 |  | 11
OVERTON |  | OVERTON PROJECT_43 | FALSE | 3.2 | 3.2 |  | 11
OVERTON |  | OVERTON PROJECT_605 | FALSE | 0 | 1.2 |  | 11
Oldmeldrum |  | Kintore Project 17 | FALSE | 0.8 | 0.8 |  | 11
Oldmeldrum |  | Kintore Project 19 | FALSE | 0.6 | 0.6 |  | 11
Oldmeldrum |  | Kintore Project 33 | FALSE | 0.05 | 0.05 |  | 0.4
Oldmeldrum |  | Kintore Project 40 | FALSE | 0.5 | 0.5 |  | 11
Ormlie |  | Thurso Project 17 | FALSE | 30 | 30 |  | 33
Otter Ferry |  | Dunoon Project 07 | FALSE | 0.55 | 0.55 |  | 11
Otter Ferry |  | Dunoon Project 17 | FALSE | 0.075 | 0.075 |  | 11
Otter Ferry |  | Dunoon Project 19 | FALSE | 0.056 | 0.056 |  | 0.4
Otter Ferry |  | Dunoon Project 20 | FALSE | 0.2 | 0.2 |  | 0.4
Overgate |  | Glenagnes Project 01 | FALSE | 3 | 3 |  | 11
Overgate |  | Glenagnes Project 02 | FALSE | 0.045 | 0.045 |  | 0.4
PARK NORTH |  | PARK NORTH PROJECT_519 | FALSE | 0 | 1 |  | 11
PETERSFIELD |  | PETERSFIELD PROJECT_204 | FALSE | 0.25 | 0.25 |  | 11
PETERSFIELD AVENUE |  | PETERSFIELD AVENUE PROJECT_243 | FALSE | 1.94 | 1.94 |  | 11
PETERSFIELD AVENUE |  | PETERSFIELD AVENUE PROJECT_564 | FALSE | 0 | 2 |  | 11
PLAISTOW |  | PLAISTOW PROJECT_655 | FALSE | 0 | 0.322 |  | 11
POOLE (HILL STREET) |  | POOLE (HILL STREET) PROJECT_379 | FALSE | 0 | 0 |  | 11
POOLE (HILL STREET) |  | POOLE (HILL STREET) PROJECT_390 | FALSE | 0 | 3.4 |  | 11
PORTCHESTER |  | PORTCHESTER PROJECT_279 | FALSE | 3.5 | 3.5 |  | 11
PORTLAND |  | PORTLAND PROJECT_69 | FALSE | 2.4 | 2.4 |  | 11
PORTSMOUTH |  | PORTSMOUTH PROJECT_288 | FALSE | 1 | 1 |  | 33
PORTSMOUTH |  | PORTSMOUTH PROJECT_675 | FALSE | 0 | 0.25 |  | 11
PORTSMOUTH |  | PORTSMOUTH PROJECT_701 | FALSE | 0 | 0 |  | 33
PORTWAY |  | PORTWAY PROJECT_51 | FALSE | 6.3 | 6.3 |  | 11
PORTWAY |  | PORTWAY PROJECT_64 | FALSE | 1.76 | 1.76 |  | 11
PRESTON CANDOVER |  | PRESTON CANDOVER PROJECT_609 | FALSE | 0 | 20 |  | 33
Perth Harbour |  | Abernethy Project 20 | FALSE | 0 | 0 |  | 0.4
Pitlochry |  | Tummel Bridge Project 06 | FALSE | 0.52 | 0.52 |  | 0.4
Pitlochry |  | Tummel Bridge Project 08 | FALSE | 0.47 | 0.47 |  | 0.4
Pitlochry |  | Tummel Bridge Project 11 | FALSE | 0.24 | 0.24 |  | 0.4
Pitlochry |  | Tummel Bridge Project 20 | FALSE | 0.259 | 0.259 |  | 11
Pitlochry |  | Tummel Bridge Project 27 | FALSE | 0.17 | 0.17 |  | 11
Pollachar |  | Ardmore Project 04 | FALSE | 0.9 | 0.9 |  | 11
Pollachar |  | Ardmore Project 05 | FALSE | 0.9 | 0.9 |  | 11
Port Askaig |  | Port Ann Project 26 | FALSE | 0.05 | 0.05 |  | 0.4
Port Ellen |  | Port Ann Project 11 | FALSE | 0.33 | 0.33 |  | 11
Portsoy |  | Macduff Project 09 | FALSE | 0.9 | 0.9 |  | 11
Portsoy |  | Macduff Project 51 | FALSE | 0.09 | 0.09 |  | 0.4
Portsoy |  | Macduff Project 52 | FALSE | 0.053 | 0.053 |  | 33
QUARRY ROAD |  | QUARRY ROAD PROJECT_509 | FALSE | 0 | 1.8 |  | 11
Quoich |  | Port Ann Project 28 | FALSE | 0 | 0.125 |  | 11
READING |  | READING PROJECT_226 | FALSE | 0 | 0.1 |  | 11
READING |  | READING PROJECT_227 | FALSE | 0 | 0.44 |  | 11
READING |  | READING PROJECT_228 | FALSE | 0 | 0.6 |  | 11
READING TOWN |  | READING TOWN PROJECT_208 | FALSE | 0.5 | 0.5 |  | 11
REDHILL |  | REDHILL PROJECT_364 | FALSE | 4.9 | 4.9 |  | 11
REDHILL |  | REDHILL PROJECT_365 | FALSE | 3.81 | 3.81 |  | 11
REDLYNCH |  | REDLYNCH PROJECT_327 | FALSE | 0.6 | 0.6 |  | 11
REDLYNCH |  | REDLYNCH PROJECT_328 | FALSE | 1 | 1 |  | 11
REDLYNCH |  | REDLYNCH PROJECT_337 | FALSE | 6 | 6 |  | 11
REGENTS PARK |  | REGENTS PARK PROJECT_530 | FALSE | 1.2 | 1.2 |  | 11
ROSE GREEN |  | ROSE GREEN PROJECT_274 | FALSE | 5 | 5 |  | 11
ROSE GREEN |  | ROSE GREEN PROJECT_275 | FALSE | 3.045 | 3.045 |  | 11
ROSE HILL |  | ROSE HILL PROJECT_641 | FALSE | 0.8 | 0.8 |  | 11
RYDE |  | RYDE PROJECT_151 | FALSE | 1.25 | 1.25 |  | 11
Rahoy |  | Fort William Project 48 | FALSE | 0.262 | 0.262 |  | 0.4
Redford |  | Arbroath Project 02 | FALSE | 0.26 | 0.26 |  | 0.4
Redford |  | Arbroath Project 04 | FALSE | 0.24 | 0.24 |  | 0.4
Redford |  | Arbroath Project 06 | FALSE | 0.15 | 0.15 |  | 11
Redford |  | Arbroath Project 10 | FALSE | 0.081 | 0.081 |  | 0.4
Redford |  | Arbroath Project 11 | FALSE | 0.08 | 0.08 |  | 11
Redford |  | Arbroath Project 16 | FALSE | 0.499 | 0.499 |  | 33
Redford |  | Arbroath Project 18 | FALSE | 4.99 | 4.99 |  | 33
Redford |  | Arbroath Project 22 | FALSE | 0.5 | 0.5 |  | 0.4
Redgorton |  | Burghmuir Project 01 | FALSE | 1 | 1 |  | 11
Redgorton |  | Burghmuir Project 02 | FALSE | 0.1 | 0.1 |  | 11
Redgorton |  | Burghmuir Project 03 | FALSE | 0.1 | 0.1 |  | 0.4
Redgorton |  | Burghmuir Project 04 | FALSE | 0.1 | 0.1 |  | 0.4
Redgorton |  | Burghmuir Project 06 | FALSE | 0.101 | 0.101 |  | 11
Redmoss |  | Redmoss Project 04 | FALSE | 0.088 | 0.088 |  | 11
Rousay |  | Thurso Project 37 | FALSE | 0.9 | 0.9 |  | 11
SANDOWN |  | SANDOWN PROJECT_176 | FALSE | 1.98 | 1.98 |  | 11
SHAFTESBURY |  | SHAFTESBURY PROJECT_370 | FALSE | 0 | 0.08 |  | 11
SHAFTESBURY |  | SHAFTESBURY PROJECT_384 | FALSE | 0.237 | 0.237 |  | 0.4
SHALFLEET |  | SHALFLEET PROJECT_162 | FALSE | 1.5 | 1.5 |  | 11
SHALFLEET |  | SHALFLEET PROJECT_718 | FALSE | 0 | 0.25 |  | 11
SHANKLIN |  | SHANKLIN PROJECT_163 | FALSE | 2.8 | 2.8 |  | 11
SHROTON |  | SHROTON PROJECT_334 | FALSE | 6.6 | 6.6 |  | 11
SIDNEY ROAD |  | SIDNEY ROAD PROJECT_264 | FALSE | 1.3 | 1.3 |  | 11
SILKSTEAD |  | SILKSTEAD PROJECT_548 | FALSE | 1.5 | 1.5 |  | 11
SILKSTEAD |  | SILKSTEAD PROJECT_717 | FALSE | 0 | 0.37 |  | 11
SILKSTEAD |  | SILKSTEAD PROJECT_720 | FALSE | 0 | 0.2 |  | 11
SILVER STREET |  | SILVER STREET PROJECT_192 | FALSE | 0 | 7 |  | 11
SOMERFORD |  | SOMERFORD PROJECT_375 | FALSE | 1 | 1 |  | 11
SOUTH BERSTED |  | SOUTH BERSTED PROJECT_672 | FALSE | 0 | 0 |  | 11
SOUTH BERSTED |  | SOUTH BERSTED PROJECT_696 | FALSE | 0.313 | 0.313 |  | 11
SOUTHCOTE |  | SOUTHCOTE PROJECT_221 | FALSE | 0 | 0.21 |  | 11
SPARKFORD |  | SPARKFORD PROJECT_14 | FALSE | 0.2 | 0.2 |  | 11
SPRING QUARRY WEST |  | SPRING QUARRY WEST PROJECT_445 | FALSE | 7 | 7 |  | 11
SPRING QUARRY WEST |  | SPRING QUARRY WEST PROJECT_467 | FALSE | 0 | 5 |  | 11
ST CROSS |  | ST CROSS PROJECT_724 | FALSE | 0.064 | 0.064 |  | 11
ST EBBES |  | ST EBBES PROJECT_631 | FALSE | 0.2 | 0.2 |  | 11
ST EBBES |  | ST EBBES PROJECT_632 | FALSE | 0.5 | 0.5 |  | 11
STANDLAKE |  | STANDLAKE PROJECT_85 | FALSE | 2 | 2 |  | 11
STANTON FITZWARREN |  | STANTON FITZWARREN PROJECT_491 | FALSE | 4 | 4 |  | 11
STANTON FITZWARREN |  | STANTON FITZWARREN PROJECT_492 | FALSE | 3.5 | 3.5 |  | 11
STRATTON |  | STRATTON PROJECT_497 | FALSE | 1.71 | 1.71 |  | 11
STRATTON |  | STRATTON PROJECT_498 | FALSE | 2 | 2 |  | 11
STRATTON |  | STRATTON PROJECT_514 | FALSE | 0 | 1.36 |  | 11
STRATTON |  | STRATTON PROJECT_590 | FALSE | 0 | 0.526 |  | 11
SUNBURY CROSS |  | SUNBURY CROSS PROJECT_265 | FALSE | 10 | 10 |  | 11
SUNBURY CROSS |  | SUNBURY CROSS PROJECT_267 | FALSE | 0 | 3.7 |  | 11
SUNBURY CROSS |  | SUNBURY CROSS PROJECT_268 | FALSE | 0 | 1.7 |  | 11
SUTTON BENGER |  | SUTTON BENGER PROJECT_589 | FALSE | 0 | 0.914 |  | 11
SUTTON LANE |  | SUTTON LANE PROJECT_248 | FALSE | 4.5 | 4.5 |  | 11
SUTTON LANE |  | SUTTON LANE PROJECT_249 | FALSE | 1.5 | 1.5 |  | 11
SUTTON LANE |  | SUTTON LANE PROJECT_250 | FALSE | 2.8 | 2.8 |  | 11
SWINDON |  | SWINDON PROJECT_485 | FALSE | 1.781 | 1.781 |  | 11
SWINDON |  | SWINDON PROJECT_507 | FALSE | 0 | 2.5 |  | 11
SWINDON |  | SWINDON PROJECT_512 | FALSE | 0 | 1.2 |  | 11
SWINDON |  | SWINDON PROJECT_657 | FALSE | 0 | 0.163 |  | 0.4
Salen, Acharacle |  | Taynuilt Project 19 | FALSE | 0.3 | 0.3 |  | 11
Salen, Acharacle |  | Taynuilt Project 21 | FALSE | 0.19 | 0.19 |  | 0.4
Salen, Acharacle |  | Taynuilt Project 61 | FALSE | 0.1 | 0.1 |  | 33
Salen, Mull |  | Fort William Project 14 | FALSE | 0.65 | 0.65 |  | 33
Salen, Mull |  | Fort William Project 20 | FALSE | 0.25 | 0.25 |  | 0.4
Salen, Mull |  | Fort William Project 22 | FALSE | 0.1 | 0.1 |  | 0.4
Salen, Mull |  | Fort William Project 25 | FALSE | 0.05 | 0.05 |  | 0.4
Salen, Mull |  | Fort William Project 81 | FALSE | 1.1 | 1.1 |  | 33
Sandbank |  | Dunoon Project 05 | FALSE | 0.1 | 0.1 |  | 0.4
Sandbank |  | Dunoon Project 10 | FALSE | 0.225 | 0.225 |  | 0.4
Sandbank |  | Dunoon Project 23 | FALSE | 0.1 | 0.1 |  | 0.4
Shapinsay |  | Thurso Project 33 | FALSE | 0.9 | 0.9 |  | 11
Shieldaig |  | Broadford Project 15 | FALSE | 0 | 1.99 |  | 33
Skene |  | Kintore Project 23 | FALSE | 0.45 | 0.45 |  | 11
Sloy |  | Sloy Project 02 | FALSE | 0.995 | 0.995 |  | 11
Sloy |  | Sloy Project 07 | FALSE | 1.3 | 1.3 |  | 11
Sloy |  | Sloy Project 08 | FALSE | 0.115 | 0.115 |  | 0.4
Sloy |  | Sloy Project 09 | FALSE | 0.19 | 0.19 |  | 33
Springhill |  | Woodhill Project 01 | FALSE | 0.3 | 0.3 |  | 0.4
St Cyrus |  | Bridge of Dun Project 07 | FALSE | 0.225 | 0.225 |  | 11
St Cyrus |  | Bridge of Dun Project 08 | FALSE | 0.211 | 0.211 |  | 0.4
St Cyrus |  | Bridge of Dun Project 12 | FALSE | 0.08 | 0.08 |  | 0.4
St Cyrus |  | Bridge of Dun Project 21 | FALSE | 0.8 | 0.8 |  | 11
St Cyrus |  | Bridge of Dun Project 22 | FALSE | 0.8 | 0.8 |  | 0.4
St Cyrus |  | Bridge of Dun Project 28 | FALSE | 0.45 | 0.45 |  | 11
St Cyrus |  | Bridge of Dun Project 30 | FALSE | 0.45 | 0.45 |  | 11
St Cyrus |  | Bridge of Dun Project 31 | FALSE | 0.225 | 0.225 |  | 11
St Cyrus |  | Bridge of Dun Project 32 | FALSE | 0.11 | 0.11 |  | 0.4
St Cyrus |  | Bridge of Dun Project 37 | FALSE | 0.05 | 0.05 |  | 0.4
St Cyrus |  | Bridge of Dun Project 39 | FALSE | 0.05 | 0.05 |  | 0.4
St Machar |  | Persley Project 04 | FALSE | 1.45 | 1.45 |  | 11
St Machar |  | Persley Project 06 | FALSE | 0.6 | 0.6 |  | 0.4
St Machar |  | Persley Project 12 | FALSE | 0.085 | 0.085 |  | 0.4
St Mary's |  | Thurso Project 36 | FALSE | 0.9 | 0.9 |  | 11
St Mary's |  | Thurso Project 41 | FALSE | 0.9 | 0.9 |  | 11
St Mary's |  | Thurso Project 55 | FALSE | 0.08 | 0.08 |  | 0.4
Stonehaven |  | Fiddes Project 11 | FALSE | 0.8 | 0.8 |  | 11
Stonehaven |  | Fiddes Project 12 | FALSE | 0.8 | 0.8 |  | 0.4
Stonehaven |  | Fiddes Project 34 | FALSE | 0.5 | 0.5 |  | 11
Stonehaven |  | Fiddes Project 35 | FALSE | 0.5 | 0.5 |  | 11
Stonehaven |  | Fiddes Project 37 | FALSE | 0.5 | 0.5 |  | 11
Stonehaven |  | Fiddes Project 40 | FALSE | 0.45 | 0.45 |  | 11
Stonehaven |  | Fiddes Project 42 | FALSE | 0.2 | 0.2 |  | 11
Strathdon |  | Tarland Project 05 | FALSE | 0.085 | 0.085 |  | 0.4
Strathdon |  | Tarland Project 06 | FALSE | 0.08 | 0.08 |  | 0.4
Strichen |  | Strichen Project 04 | FALSE | 2.4 | 2.4 |  | 33
Strichen |  | Strichen Project 08 | FALSE | 0.8 | 0.8 |  | 11
Strichen |  | Strichen Project 09 | FALSE | 0.8 | 0.8 |  | 11
Strichen |  | Strichen Project 12 | FALSE | 0.8 | 0.8 |  | 11
Strichen |  | Strichen Project 13 | FALSE | 0.8 | 0.8 |  | 0.4
Strichen |  | Strichen Project 27 | FALSE | 0.9 | 0.9 |  | 11
Strichen |  | Strichen Project 30 | FALSE | 0.8 | 0.8 |  | 0.4
Strichen |  | Strichen Project 33 | FALSE | 0.8 | 0.8 |  | 0.4
Strichen |  | Strichen Project 41 | FALSE | 0.04 | 0.04 |  | 11
Strichen |  | Strichen Project 48 | FALSE | 0.05 | 0.05 |  | 0.4
Strichen |  | Strichen Project 51 | FALSE | 0.098 | 0.098 |  | 0.4
Stromness |  | Thurso Project 21 | FALSE | 7 | 7 |  | 33
Stromness |  | Thurso Project 43 | FALSE | 0.9 | 0.9 |  | 11
Stromness |  | Thurso Project 48 | FALSE | 0.3 | 0.3 |  | 0.4
Strontian |  | Fort William Project 52 | FALSE | 0.1 | 0.1 |  | 0.4
TADLEY |  | TADLEY PROJECT_62 | FALSE | 0.3 | 0.3 |  | 11
THATCHAM |  | THATCHAM PROJECT_49 | FALSE | 9.6 | 9.6 |  | 11
THATCHAM |  | THATCHAM PROJECT_50 | FALSE | 1.7 | 1.7 |  | 11
THE MALL |  | THE MALL PROJECT_209 | FALSE | 0 | 0.149 |  | 11
THEALE |  | THEALE PROJECT_219 | FALSE | 0 | 0.25 |  | 11
THEALE |  | THEALE PROJECT_220 | FALSE | 0.06 | 0.06 |  | 11
TITCHFIELD |  | TITCHFIELD PROJECT_698 | FALSE | 0.15 | 0.15 |  | 0.4
TITCHFIELD |  | TITCHFIELD PROJECT_712 | FALSE | 0.171 | 0.171 |  | 11
TONGHAM |  | TONGHAM PROJECT_178 | FALSE | 1.33 | 1.33 |  | 11
TONGHAM |  | TONGHAM PROJECT_215 | FALSE | 0 | 0.41 |  | 11
TOOTHILL |  | TOOTHILL PROJECT_472 | FALSE | 2 | 2 |  | 11
TOOTHILL |  | TOOTHILL PROJECT_656 | FALSE | 0 | 0.058 |  | 0.4
TOTTON |  | TOTTON PROJECT_549 | FALSE | 2 | 2 |  | 11
TRADING ESTATE |  | TRADING ESTATE PROJECT_473 | FALSE | 0.42 | 0.42 |  | 11
TRADING ESTATE |  | TRADING ESTATE PROJECT_504 | FALSE | 2.15 | 2.15 |  | 11
TRASH GREEN |  | TRASH GREEN PROJECT_207 | FALSE | 1.7 | 1.7 |  | 11
TROWBRIDGE TOWN |  | TROWBRIDGE TOWN PROJECT_444 | FALSE | 2.5 | 2.5 |  | 11
TWYFORD |  | TWYFORD PROJECT_225 | FALSE | 0 | 0.1 |  | 11
Tain |  | Alness Project 11 | FALSE | 0.57 | 0.57 |  | 11
Tain |  | Alness Project 12 | FALSE | 0.33 | 0.33 |  | 11
Tain |  | Alness Project 17 | FALSE | 0.05 | 0.05 |  | 0.4
Tarbert, Loch Fyne |  | Port Ann Project 05 | FALSE | 0.9 | 0.9 |  | 11
Tarbert, Loch Fyne |  | Port Ann Project 15 | FALSE | 0.1 | 0.1 |  | 0.4
Tarbert, Loch Fyne |  | Port Ann Project 25 | FALSE | 0.45 | 0.45 |  | 0.4
Torryburn |  | Kintore Project 21 | FALSE | 0.45 | 0.45 |  | 0.4
Torryburn |  | Kintore Project 27 | FALSE | 0.1 | 0.1 |  | 11
Torryburn |  | Kintore Project 34 | FALSE | 0.045 | 0.045 |  | 0.4
Torryburn |  | Kintore Project 64 | FALSE | 0.5 | 0.5 |  | 11
Torryburn |  | Kintore Project 65 | FALSE | 0.05 | 0.05 |  | 11
Tressady |  | Lairg Project 09 | FALSE | 0 | 34.8 |  | 33
Turriff |  | Macduff Project 06 | FALSE | 2.3 | 2.3 |  | 33
Turriff |  | Macduff Project 08 | FALSE | 2 | 2 |  | 11
Turriff |  | Macduff Project 12 | FALSE | 0.85 | 0.85 |  | 11
Turriff |  | Macduff Project 15 | FALSE | 0.8 | 0.8 |  | 0.4
Turriff |  | Macduff Project 17 | FALSE | 0.8 | 0.8 |  | 11
Turriff |  | Macduff Project 18 | FALSE | 0.5 | 0.5 |  | 0.4
Turriff |  | Macduff Project 19 | FALSE | 0.5 | 0.5 |  | 11
Turriff |  | Macduff Project 20 | FALSE | 0.2 | 0.2 |  | 0.4
Turriff |  | Macduff Project 21 | FALSE | 0.053 | 0.053 |  | 0.4
Turriff |  | Macduff Project 22 | FALSE | 0.04 | 0.04 |  | 33
Turriff |  | Macduff Project 35 | FALSE | 0.8 | 0.8 |  | 11
Turriff |  | Macduff Project 42 | FALSE | 0.45 | 0.45 |  | 0.4
Turriff |  | Macduff Project 46 | FALSE | 0.3 | 0.3 |  | 0.4
Turriff |  | Macduff Project 48 | FALSE | 0.225 | 0.225 |  | 11
Tyndrum |  | Rannoch Project 04 | FALSE | 0.7 | 0.7 |  | 11
Tyndrum |  | Rannoch Project 05 | FALSE | 0.65 | 0.65 |  | 0.4
UPPER HEYFORD |  | UPPER HEYFORD PROJECT_83 | FALSE | 3.25 | 3.25 |  | 11
UPPER HEYFORD |  | UPPER HEYFORD PROJECT_116 | FALSE | 1.57 | 1.57 |  | 11
UPPER HEYFORD |  | UPPER HEYFORD PROJECT_119 | FALSE | 0 | 1 |  | 11
UPPER HEYFORD |  | UPPER HEYFORD PROJECT_143 | FALSE | 1.57 | 1.57 |  | 11
UPTON |  | UPTON PROJECT_253 | FALSE | 0 | 0.4 |  | 11
Uig |  | Dunvegan Project 11 | FALSE | 0.1 | 0.1 |  | 0.4
Ullapool |  | Grudie Bridge Project 10 | FALSE | 2.4 | 2.4 |  | 33
VELMORE |  | VELMORE PROJECT_529 | FALSE | 1.5 | 1.5 |  | 11
VERWOOD |  | VERWOOD PROJECT_394 | FALSE | 0 | 5 |  | 11
WALLINGFORD |  | WALLINGFORD PROJECT_99 | FALSE | 1.36 | 1.36 |  | 11
WALLINGFORD |  | WALLINGFORD PROJECT_121 | FALSE | 0.05 | 0.05 |  | 0.4
WALLINGFORD |  | WALLINGFORD PROJECT_610 | FALSE | 0.684 | 0.684 |  | 11
WALLINGFORD |  | WALLINGFORD PROJECT_614 | FALSE | 2.4 | 2.4 |  | 11
WANTAGE |  | WANTAGE PROJECT_616 | FALSE | 0.05 | 0.05 |  | 11
WAREHAM TOWN |  | WAREHAM TOWN PROJECT_376 | FALSE | 0 | 0.1 |  | 11
WATERLOOVILLE |  | WATERLOOVILLE PROJECT_681 | FALSE | 0.05 | 0.05 |  | 0.4
WATLINGTON |  | WATLINGTON PROJECT_104 | FALSE | 17 | 17 |  | 33
WELL END |  | WELL END PROJECT_3 | FALSE | 0 | 7.2 |  | 11
WEST GRAFTON VILLAGE |  | WEST GRAFTON VILLAGE PROJECT_427 | FALSE | 0.18 | 0.18 |  | 0.4
WESTBURY |  | WESTBURY PROJECT_404 | FALSE | 4.76 | 4.76 |  | 11
WESTERN ESPLANADE |  | WESTERN ESPLANADE PROJECT_682 | FALSE | 0.18 | 0.18 |  | 11
WESTERN ESPLANADE |  | WESTERN ESPLANADE PROJECT_721 | FALSE | 0 | 0.18 |  | 11
WESTON |  | WESTON PROJECT_26 | FALSE | 2.6 | 2.6 |  | 11
WEYMOUTH |  | WEYMOUTH PROJECT_70 | FALSE | 3.02 | 3.02 |  | 11
WHEATLEY |  | WHEATLEY PROJECT_570 | FALSE | 0 | 7.12 |  | 11
WINCANTON |  | WINCANTON PROJECT_336 | FALSE | 5 | 5 |  | 11
WINDRUSH PARK |  | WINDRUSH PARK PROJECT_637 | FALSE | 0.03 | 0.03 |  | 11
WINSMORE LANE |  | WINSMORE LANE PROJECT_647 | FALSE | 0 | 0.001 |  | 11
WINTON |  | WINTON PROJECT_320 | FALSE | 5.061 | 5.061 |  | 11
WOODSTOCK |  | WOODSTOCK PROJECT_611 | FALSE | 0.51 | 0.51 |  | 11
WOOTTON BASSETT |  | WOOTTON BASSETT PROJECT_474 | FALSE | 2 | 2 |  | 11
WOOTTON BASSETT |  | WOOTTON BASSETT PROJECT_475 | FALSE | 2 | 2 |  | 11
WOOTTON BASSETT |  | WOOTTON BASSETT PROJECT_483 | FALSE | 5 | 5 |  | 11
WOOTTON BASSETT |  | WOOTTON BASSETT PROJECT_522 | FALSE | 0 | 6.5 |  | 11
WOOTTON BASSETT |  | WOOTTON BASSETT PROJECT_659 | FALSE | 0 | 7.5 |  | 11
WOOTTON ROAD |  | WOOTTON ROAD PROJECT_615 | FALSE | 0.24 | 0.24 |  | 11
WRECCLESHAM |  | WRECCLESHAM PROJECT_232 | FALSE | 0 | 20 |  | 33
WROUGHTON |  | WROUGHTON PROJECT_500 | FALSE | 2 | 2 |  | 11
WROUGHTON |  | WROUGHTON PROJECT_501 | FALSE | 2 | 2 |  | 11
WROUGHTON |  | WROUGHTON PROJECT_513 | FALSE | 0 | 7 |  | 11
WYMERING |  | WYMERING PROJECT_280 | FALSE | 4 | 4 |  | 11
WYMERING |  | WYMERING PROJECT_673 | FALSE | 0 | 0 |  | 11
WYMERING |  | WYMERING PROJECT_674 | FALSE | 0.135 | 0.135 |  | 11
West Kirkton |  | Lyndhurst Project 02 | FALSE | 0.1 | 0.1 |  | 11
Westray |  | Thurso Project 42 | FALSE | 0.9 | 0.9 |  | 11
Westray |  | Thurso Project 44 | FALSE | 0.5 | 0.5 |  | 0.4
Westray |  | Thurso Project 46 | FALSE | 0.5 | 0.5 |  | 11
Whitehouse |  | Tarland Project 07 | FALSE | 0.05 | 0.05 |  | 0.4
Whitestripes |  | Persley Project 09 | FALSE | 0.1 | 0.1 |  | 0.4
Whitestripes |  | Persley Project 10 | FALSE | 0.064 | 0.064 |  | 0.4
Whiting Bay |  | Carradale Project 30 | FALSE | 0.1 | 0.1 |  | 0.4
Wick |  | Mybster Project 10 | FALSE | 1.566 | 1.566 |  | 11
Wick |  | Mybster Project 38 | FALSE | 22.5 | 22.5 |  | 33
Woodhill |  | Woodhill Project 02 | FALSE | 0.2 | 0.2 |  | 0.4
Woodhill |  | Woodhill Project 03 | FALSE | 0.063 | 0.063 |  | 11
Woodhill |  | Woodhill Project 04 | FALSE | 0.995 | 0.995 |  | 0.4
Woodhill |  | Woodhill Project 05 | FALSE | 0.147 | 0.147 |  | 11
Woodhill |  | Woodhill Project 06 | FALSE | 0.999 | 0.999 |  | 33
Woodhill |  | Woodhill Project 07 | FALSE | 0.265 | 0.265 |  | 0.4
YARNTON |  | YARNTON PROJECT_114 | FALSE | 0 | 4.98 |  | 11
YEOVIL |  | YEOVIL PROJECT_24 | FALSE | 0 | 10 |  | 11
YETMINSTER |  | YETMINSTER PROJECT_15 | FALSE | 0.4 | 0.4 |  | 11
YETMINSTER |  | YETMINSTER PROJECT_16 | FALSE | 0.25 | 0.25 |  | 11
YETMINSTER |  | YETMINSTER PROJECT_17 | FALSE | 0.15 | 0.15 |  | 11
Note on B1: mRID Identifier
Note on C1: name String
Note on D1: aggregate Boolean
Note on E1: generationConnectedCapacity MVA
Note on F1: generationContractedCapacity MVA
Note on G1: generationQuotedCapacity MVA
Note on H1: voltage kV
Note on I1: technologyType String

## Storage
Substation | mRID | Name | Aggregate | Load Connected Capacity | Load Contracted Capacity | Load Quoted Capacity | Generation Connected Capacity | Generation Contracted Capacity | Generation Quoted Capacity | Voltage | Technology Type
Note on B1: mRID Identifier
Note on C1: name String
Note on D1: aggregate Boolean
Note on E1: loadConnectedCapacity MVA
Note on F1: loadContractedCapacity MVA
Note on G1: loadQuotedCapacity MVA
Note on H1: generationConnectedCapacity MVA
Note on I1: generationContractedCapacity MVA
Note on J1: generationQuotedCapacity MVA
Note on K1: voltage kV
Note on L1: technologyType String

## Transformer
Substation | mRID | Name | Voltages
Note on B1: mRID Identifier
Note on C1: name String
Note on D1: voltages kV

## Rating
Transformer | Name | Rating | From Voltage | To Voltage
Note on B1: name String
Note on C1: rating MVA
Note on D1: fromVoltage kV
Note on E1: toVoltage kV

## Constraint
Substation | Circuit | Name | Description | Type
Note on C1: name String
Note on D1: description String
Note on E1: type ConstraintKind

## Curtailment
Substation | Name | Description | Type | Curtailed By | Technology Type | Season | Day Type | Start Time | End Time
Note on B1: name String
Note on C1: description String
Note on D1: type CurtailmentKind
Note on E1: curtailedBy MVA
Note on F1: technologyType String
Note on G1: season Season
Note on H1: dayType DayKind
Note on I1: startTime Time
Note on J1: endTime Time

## HeatmapDataSet
Contributor | My Network Operator North, My Network Operator South
Coverage | North of Scotland, South of England
Creator | My Network Operator
Date | 2022-04-01 01:00
Description | A heatmaps dataset combined for north and south
Format | application/vnd.openxmlformats-officedocument.spreadsheetml.sheet
Identifier | a3a04321-2e06-44cc-8664-f2825355fccc
Issued | 2022-03-29 11:52
Language | en
Publisher | My Network Operator
Rights | https://www.mynetworkoperators/link/to/license
Title | North South Heatmap Data
Valid | 2022-04-01 01:00 | 2022-07-01 01:00